## List
Customer | Equipment | UI | Make | Model | Serial | Location | Type | Range | Tolerance | Mode | MaxRead | Freq | CalDate | CalDue
Master Changan Motors Limited | Pressure Gauge | PG-01 | Weiss | N/A | N/A | AHU Chiller Room | Analog | 0 ~ 14 Bar | ± 0.1 Bar | Result In Bar | 14 | cal | 2024-07-02 | 2025-07-01
Master Changan Motors Limited | Pressure Gauge | PG-02 | Weiss | N/A | N/A | AHU Chiller Room | Analog | 0 ~ 14 Bar | ± 0.1 Bar | Result In Bar | 14 | cal | 2024-07-02 | 2025-07-01
Master Changan Motors Limited | Pressure Gauge | PG-03 | Weiss | N/A | N/A | AHU Chiller Room | Analog | 0 ~ 14 Bar | ± 0.1 Bar | Result In Bar | 14 | cal | 2024-07-02 | 2025-07-01
Master Changan Motors Limited | Pressure Gauge | PG-04 | Weiss | N/A | N/A | AHU Chiller Room | Analog | 0 ~ 14 Bar | ± 0.1 Bar | Result In Bar | 14 | cal | 2024-07-02 | 2025-07-01
Master Changan Motors Limited | Pressure Gauge | PG-05 | Weiss | N/A | N/A | AHU Chiller Room | Analog | 0 ~ 14 Bar | ± 0.1 Bar | Result In Bar | 14 | cal | 2024-07-02 | 2025-07-01
Master Changan Motors Limited | Pressure Gauge | PG-06 | Weiss | N/A | N/A | AHU Chiller Room | Analog | 0 ~ 14 Bar | ± 0.1 Bar | Result In Bar | 14 | cal | 2024-07-02 | 2025-07-01
Master Changan Motors Limited | Pressure Gauge | PG-07 | Weiss | N/A | N/A | AHU Chiller Room | Analog | 0 ~ 14 Bar | ± 0.1 Bar | Result In Bar | 14 | cal | 2024-07-02 | 2025-07-01
Master Changan Motors Limited | Pressure Gauge | PG-08 | Weiss | N/A | N/A | AHU Chiller Room | Analog | 0 ~ 14 Bar | ± 0.1 Bar | Result In Bar | 14 | cal | 2024-07-02 | 2025-07-01
Master Changan Motors Limited | Pressure Gauge | PG-09 | Weiss | N/A | N/A | AHU Chiller Room | Analog | 0 ~ 14 Bar | ± 0.1 Bar | Result In Bar | 14 | cal | 2024-07-02 | 2025-07-01
Master Changan Motors Limited | Pressure Gauge | PG-10 | Weiss | N/A | N/A | AHU Chiller Room | Analog | 0 ~ 14 Bar | ± 0.1 Bar | Result In Bar | 14 | cal | 2024-07-02 | 2025-07-01
Master Changan Motors Limited | Pressure Gauge | PG-11 | Weiss | N/A | N/A | AHU Chiller Room | Analog | 0 ~ 14 Bar | ± 0.1 Bar | Result In Bar | 14 | cal | 2024-07-02 | 2025-07-01
Master Changan Motors Limited | Pressure Gauge | PG-12 | SSI | N/A | N/A | AHU Chiller Room | Analog | 0 ~ 0.6 MPa | ± 0.01 MPa | Result In MPa | 0.6 | cal | 2024-07-02 | 2025-07-01
Master Changan Motors Limited | Pressure Gauge | PG-13 | SSI | N/A | N/A | AHU Chiller Room | Analog | 0 ~ 1 MPa | ± 0.01 MPa | Result In MPa | 1 | cal | 2024-07-02 | 2025-07-01
Master Changan Motors Limited | Pressure Gauge | TG-01 | SMC | N/A | N/A | AHU Chiller Room | Analog | 0 ~ 100°C | ± 1°C | Result In °C | 100 | cal | 2024-07-02 | 2025-07-01
Master Changan Motors Limited | Pressure Gauge | TG-02 | SMC | N/A | N/A | AHU Chiller Room | Analog | 0 ~ 100°C | ± 1°C | Result In °C | 100 | cal | 2024-07-02 | 2025-07-01
Master Changan Motors Limited | Pressure Gauge | TG-03 | N/A | N/A | N/A | AHU Chiller Room | Analog | 0 ~ 60°C | ± 0.5°C | Result In °C | 60 | cal | 2024-07-02 | 2025-07-01
Master Changan Motors Limited | Pressure Gauge | TG-04 | N/A | N/A | N/A | AHU Chiller Room | Analog | 0 ~ 60°C | ± 0.5°C | Result In °C | 60 | cal | 2024-07-02 | 2025-07-01
Master Changan Motors Limited | Pressure Gauge | PG-01 | SMC | N/A | N/A | Assembly Shop | Analog | 0 ~ 1 MPa | ± 0.01 MPa | Result In MPa | 1 | cal | 2024-06-29 | 2025-06-28
Master Changan Motors Limited | Pressure Gauge | PG-02 | SMC | N/A | N/A | Assembly Shop | Analog | 0 ~ 1 MPa | ± 0.01 MPa | Result In MPa | 1 | cal | 2024-06-29 | 2025-06-28
Master Changan Motors Limited | Temperature Gauge | PG-03 | SMC | N/A | N/A | Assembly Shop | Analog | 0 ~ 1 MPa | ± 0.01 MPa | Result In MPa | 1 | cal | 2024-06-29 | 2025-06-28
Master Changan Motors Limited | Temperature Gauge | PG-04 | SMC | N/A | N/A | Assembly Shop | Analog | 0 ~ 1 MPa | ± 0.01 MPa | Result In MPa | 1 | cal | 2024-06-29 | 2025-06-28
Master Changan Motors Limited | Temperature Gauge | PG-05 | SMC | N/A | N/A | Assembly Shop | Analog | 0 ~ 1 MPa | ± 0.01 MPa | Result In MPa | 1 | cal | 2024-06-29 | 2025-06-28
Master Changan Motors Limited | Temperature Gauge | PG-06 | SMC | N/A | N/A | Assembly Shop | Analog | 0 ~ 1 MPa | ± 0.01 MPa | Result In MPa | 1 | cal | 2024-06-29 | 2025-06-28
Master Changan Motors Limited | Pressure Gauge | PG-07 | SMC | N/A | N/A | Assembly Shop | Analog | 0 ~ 1 MPa | ± 0.01 MPa | Result In MPa | 1 | cal | 2024-06-29 | 2025-06-28
Master Changan Motors Limited | Pressure Gauge | PG-08 | SMC | N/A | N/A | Assembly Shop | Analog | 0 ~ 1 MPa | ± 0.01 MPa | Result In MPa | 1 | cal | 2024-06-29 | 2025-06-28
Master Changan Motors Limited | Pressure Gauge | PG-09 | SMC | N/A | N/A | Assembly Shop | Analog | 0 ~ 1 MPa | ± 0.01 MPa | Result In MPa | 1 | cal | 2024-06-29 | 2025-06-28
Master Changan Motors Limited | Pressure Gauge | PG-10 | SMC | N/A | N/A | Assembly Shop | Analog | 0 ~ 1 MPa | ± 0.01 MPa | Result In MPa | 1 | cal | 2024-06-29 | 2025-06-28
Master Changan Motors Limited | Pressure Gauge | PG-100 | SMC | N/A | N/A | Assembly Shop | Analog | 0 ~ 1 MPa | ± 0.01 MPa | Result In MPa | 1 | cal | 2024-06-29 | 2025-06-28
Master Changan Motors Limited | Pressure Gauge | PG-101 | SMC | N/A | N/A | Assembly Shop | Analog | 0 ~ 1 MPa | ± 0.01 MPa | Result In MPa | 1 | cal | 2024-06-29 | 2025-06-28
Master Changan Motors Limited | Pressure Gauge | PG-102 | SMC | N/A | N/A | Assembly Shop | Analog | 0 ~ 1 MPa | ± 0.01 MPa | Result In MPa | 1 | cal | 2024-06-29 | 2025-06-28
Master Changan Motors Limited | Pressure Gauge | PG-103 | SMC | N/A | N/A | Assembly Shop | Analog | 0 ~ 1 MPa | ± 0.01 MPa | Result In MPa | 1 | cal | 2024-06-29 | 2025-06-28
Master Changan Motors Limited | Pressure Gauge | PG-104 | SMC | N/A | N/A | Assembly Shop | Analog | 0 ~ 1 MPa | ± 0.01 MPa | Result In MPa | 1 | cal | 2024-06-29 | 2025-06-28
Master Changan Motors Limited | Pressure Gauge | PG-105 | SMC | N/A | N/A | Assembly Shop | Analog | 0 ~ 1 MPa | ± 0.01 MPa | Result In MPa | 1 | cal | 2024-06-29 | 2025-06-28
Master Changan Motors Limited | Pressure Gauge | PG-106 | SMC | N/A | N/A | Assembly Shop | Analog | 0 ~ 1 MPa | ± 0.01 MPa | Result In MPa | 1 | cal | 2024-06-29 | 2025-06-28
Master Changan Motors Limited | Pressure Gauge | PG-107 | SMC | N/A | N/A | Assembly Shop | Analog | 0 ~ 1 MPa | ± 0.01 MPa | Result In MPa | 1 | cal | 2024-06-29 | 2025-06-28
Master Changan Motors Limited | Pressure Gauge | PG-108 | SMC | N/A | N/A | Assembly Shop | Analog | 0 ~ 1 MPa | ± 0.01 MPa | Result In MPa | 1 | cal | 2024-06-29 | 2025-06-28
Master Changan Motors Limited | Pressure Gauge | PG-109 | SMC | N/A | N/A | Assembly Shop | Analog | 0 ~ 1 MPa | ± 0.01 MPa | Result In MPa | 1 | cal | 2024-06-29 | 2025-06-28
Master Changan Motors Limited | Pressure Gauge | PG-11 | SMC | N/A | N/A | Assembly Shop | Analog | 0 ~ 1 MPa | ± 0.01 MPa | Result In MPa | 1 | cal | 2024-06-29 | 2025-06-28
Master Changan Motors Limited | Pressure Gauge | PG-12 | SMC | N/A | N/A | Assembly Shop | Analog | 0 ~ 1 MPa | ± 0.01 MPa | Result In MPa | 1 | cal | 2024-06-29 | 2025-06-28
Master Changan Motors Limited | Pressure Gauge | PG-13 | SMC | N/A | N/A | Assembly Shop | Analog | 0 ~ 1 MPa | ± 0.01 MPa | Result In MPa | 1 | cal | 2024-06-29 | 2025-06-28
Master Changan Motors Limited | Pressure Gauge | PG-14 | SMC | N/A | N/A | Assembly Shop | Analog | 0 ~ 1 MPa | ± 0.01 MPa | Result In MPa | 1 | cal | 2024-06-29 | 2025-06-28
Master Changan Motors Limited | Pressure Gauge | PG-15 | SMC | N/A | N/A | Assembly Shop | Analog | 0 ~ 1 MPa | ± 0.01 MPa | Result In MPa | 1 | cal | 2024-06-29 | 2025-06-28
Master Changan Motors Limited | Pressure Gauge | PG-16 | SMC | N/A | N/A | Assembly Shop | Analog | 0 ~ 1 MPa | ± 0.01 MPa | Result In MPa | 1 | cal | 2024-06-29 | 2025-06-28
Master Changan Motors Limited | Pressure Gauge | PG-17 | SMC | N/A | N/A | Assembly Shop | Analog | 0 ~ 1 MPa | ± 0.01 MPa | Result In MPa | 1 | cal | 2024-06-29 | 2025-06-28
Master Changan Motors Limited | Pressure Gauge | PG-18 | SMC | N/A | N/A | Assembly Shop | Analog | 0 ~ 1 MPa | ± 0.01 MPa | Result In MPa | 1 | cal | 2024-06-29 | 2025-06-28
Master Changan Motors Limited | Pressure Gauge | PG-19 | SMC | N/A | N/A | Assembly Shop | Analog | 0 ~ 1 MPa | ± 0.01 MPa | Result In MPa | 1 | cal | 2024-06-29 | 2025-06-28
Master Changan Motors Limited | Pressure Gauge | PG-20 | SMC | N/A | N/A | Assembly Shop | Analog | 0 ~ 1 MPa | ± 0.01 MPa | Result In MPa | 1 | cal | 2024-06-29 | 2025-06-28
Master Changan Motors Limited | Pressure Gauge | PG-21 | SMC | N/A | N/A | Assembly Shop | Analog | 0 ~ 1 MPa | ± 0.01 MPa | Result In MPa | 1 | cal | 2024-06-29 | 2025-06-28
Master Changan Motors Limited | Pressure Gauge | PG-22 | SMC | N/A | N/A | Assembly Shop | Analog | 0 ~ 1 MPa | ± 0.01 MPa | Result In MPa | 1 | cal | 2024-06-29 | 2025-06-28
Master Changan Motors Limited | Pressure Gauge | PG-23 | SMC | N/A | N/A | Assembly Shop | Analog | 0 ~ 1 MPa | ± 0.01 MPa | Result In MPa | 1 | cal | 2024-06-29 | 2025-06-28
Master Changan Motors Limited | Pressure Gauge | PG-24 | SMC | N/A | N/A | Assembly Shop | Analog | 0 ~ 1 MPa | ± 0.01 MPa | Result In MPa | 1 | cal | 2024-06-29 | 2025-06-28
Master Changan Motors Limited | Pressure Gauge | PG-25 | SMC | N/A | N/A | Assembly Shop | Analog | 0 ~ 1 MPa | ± 0.01 MPa | Result In MPa | 1 | cal | 2024-06-29 | 2025-06-28
Master Changan Motors Limited | Pressure Gauge | PG-26 | SMC | N/A | N/A | Assembly Shop | Analog | 0 ~ 1 MPa | ± 0.01 MPa | Result In MPa | 1 | cal | 2024-06-29 | 2025-06-28
Master Changan Motors Limited | Pressure Gauge | PG-27 | SMC | N/A | N/A | Assembly Shop | Analog | 0 ~ 1 MPa | ± 0.01 MPa | Result In MPa | 1 | cal | 2024-06-29 | 2025-06-28
Master Changan Motors Limited | Pressure Gauge | PG-28 | SMC | N/A | N/A | Assembly Shop | Analog | 0 ~ 1 MPa | ± 0.01 MPa | Result In MPa | 1 | cal | 2024-06-29 | 2025-06-28
Master Changan Motors Limited | Pressure Gauge | PG-29 | SMC | N/A | N/A | Assembly Shop | Analog | 0 ~ 1 MPa | ± 0.01 MPa | Result In MPa | 1 | cal | 2024-06-29 | 2025-06-28
Master Changan Motors Limited | Pressure Gauge | PG-30 | SMC | N/A | N/A | Assembly Shop | Analog | 0 ~ 1 MPa | ± 0.01 MPa | Result In MPa | 1 | cal | 2024-06-29 | 2025-06-28
Master Changan Motors Limited | Pressure Gauge | PG-31 | SMC | N/A | N/A | Assembly Shop | Analog | 0 ~ 1 MPa | ± 0.01 MPa | Result In MPa | 1 | cal | 2024-06-29 | 2025-06-28
Master Changan Motors Limited | Pressure Gauge | PG-32 | SMC | N/A | N/A | Assembly Shop | Analog | 0 ~ 1 MPa | ± 0.01 MPa | Result In MPa | 1 | cal | 2024-06-29 | 2025-06-28
Master Changan Motors Limited | Pressure Gauge | PG-33 | SMC | N/A | N/A | Assembly Shop | Analog | 0 ~ 1 MPa | ± 0.01 MPa | Result In MPa | 1 | cal | 2024-06-29 | 2025-06-28
Master Changan Motors Limited | Pressure Gauge | PG-34 | SMC | N/A | N/A | Assembly Shop | Analog | 0 ~ 1 MPa | ± 0.01 MPa | Result In MPa | 1 | cal | 2024-06-29 | 2025-06-28
Master Changan Motors Limited | Pressure Gauge | PG-35 | SMC | N/A | N/A | Assembly Shop | Analog | 0 ~ 1 MPa | ± 0.01 MPa | Result In MPa | 1 | cal | 2024-06-29 | 2025-06-28
Master Changan Motors Limited | Pressure Gauge | PG-36 | SMC | N/A | N/A | Assembly Shop | Analog | 0 ~ 1 MPa | ± 0.01 MPa | Result In MPa | 1 | cal | 2024-06-29 | 2025-06-28
Master Changan Motors Limited | Pressure Gauge | PG-37 | SMC | N/A | N/A | Assembly Shop | Analog | 0 ~ 1 MPa | ± 0.01 MPa | Result In MPa | 1 | cal | 2024-06-29 | 2025-06-28
Master Changan Motors Limited | Pressure Gauge | PG-38 | N/A | N/A | N/A | Assembly Shop | Analog | 0 ~ 150 Psi | ± 5 Psi | Result In Psi | 150 | cal | 2024-06-29 | 2025-06-28
Master Changan Motors Limited | Pressure Gauge | PG-39 | SMC | N/A | N/A | Assembly Shop | Analog | 0 ~ 1 MPa | ± 0.01 MPa | Result In MPa | 1 | cal | 2024-06-29 | 2025-06-28
Master Changan Motors Limited | Pressure Gauge | PG-40 | SMC | N/A | N/A | Assembly Shop | Analog | 0 ~ 1 MPa | ± 0.01 MPa | Result In MPa | 1 | cal | 2024-06-29 | 2025-06-28
Master Changan Motors Limited | Pressure Gauge | PG-41 | SMC | N/A | N/A | Assembly Shop | Analog | 0 ~ 1 MPa | ± 0.01 MPa | Result In MPa | 1 | cal | 2024-06-29 | 2025-06-28
Master Changan Motors Limited | Pressure Gauge | PG-42 | SMC | N/A | N/A | Assembly Shop | Analog | 0 ~ 1 MPa | ± 0.01 MPa | Result In MPa | 1 | cal | 2024-06-29 | 2025-06-28
Master Changan Motors Limited | Pressure Gauge | PG-43 | SMC | N/A | N/A | Assembly Shop | Analog | 0 ~ 1 MPa | ± 0.01 MPa | Result In MPa | 1 | cal | 2024-06-29 | 2025-06-28
Master Changan Motors Limited | Pressure Gauge | PG-44 | SMC | N/A | N/A | Assembly Shop | Analog | 0 ~ 1 MPa | ± 0.01 MPa | Result In MPa | 1 | cal | 2024-06-29 | 2025-06-28
Master Changan Motors Limited | Temperature Controller | PG-45 | SMC | N/A | N/A | Assembly Shop | Analog | 0 ~ 1 MPa | ± 0.01 MPa | Result In MPa | 1 | ver | 2024-06-29 | 2025-06-28
Master Changan Motors Limited | Temperature Controller | PG-46 | SMC | N/A | N/A | Assembly Shop | Analog | 0 ~ 1 MPa | ± 0.01 MPa | Result In MPa | 1 | ver | 2024-06-29 | 2025-06-28
Master Changan Motors Limited | Temperature Controller | PG-47 | SMC | N/A | N/A | Assembly Shop | Analog | 0 ~ 1 MPa | ± 0.01 MPa | Result In MPa | 1 | ver | 2024-06-29 | 2025-06-28
Master Changan Motors Limited | Temperature Controller | PG-48 | SMC | N/A | N/A | Assembly Shop | Analog | 0 ~ 1 MPa | ± 0.01 MPa | Result In MPa | 1 | ver | 2024-06-29 | 2025-06-28
Master Changan Motors Limited | Temperature Controller | PG-49 | SMC | N/A | N/A | Assembly Shop | Analog | 0 ~ 1 MPa | ± 0.01 MPa | Result In MPa | 1 | ver | 2024-06-29 | 2025-06-28
Master Changan Motors Limited | Temperature Controller | PG-50 | SMC | N/A | N/A | Assembly Shop | Analog | 0 ~ 1 MPa | ± 0.01 MPa | Result In MPa | 1 | ver | 2024-06-29 | 2025-06-28
Master Changan Motors Limited | Temperature Controller | PG-51 | SMC | N/A | N/A | Assembly Shop | Analog | 0 ~ 1 MPa | ± 0.01 MPa | Result In MPa | 1 | ver | 2024-06-29 | 2025-06-28
Master Changan Motors Limited | Temperature Controller | PG-52 | SMC | N/A | N/A | Assembly Shop | Analog | 0 ~ 1 MPa | ± 0.01 MPa | Result In MPa | 1 | ver | 2024-06-29 | 2025-06-28
Master Changan Motors Limited | Temperature Controller | PG-53 | N/A | N/A | N/A | Assembly Shop | Analog | 0 ~ 1 MPa | ± 0.01 MPa | Result In MPa | 1 | ver | 2024-06-29 | 2025-06-28
Master Changan Motors Limited | Flow Transmitter | PG-54 | N/A | N/A | N/A | Assembly Shop | Analog | 0 ~ 1 MPa | ± 0.01 MPa | Result In MPa | 1 | cal | 2024-06-29 | 2025-06-28
Master Changan Motors Limited | Flow Transmitter | PG-55 | N/A | N/A | N/A | Assembly Shop | Analog | 0 ~ 1 MPa | ± 0.01 MPa | Result In MPa | 1 | cal | 2024-06-29 | 2025-06-28
Master Changan Motors Limited | Pressure Gauge | PG-56 | N/A | N/A | N/A | Assembly Shop | Analog | 0 ~ 1 MPa | ± 0.01 MPa | Result In MPa | 1 | cal | 2024-06-29 | 2025-06-28
Master Changan Motors Limited | Pressure Gauge | PG-57 | SMC | N/A | N/A | Assembly Shop | Analog | 0 ~ 1 MPa | ± 0.01 MPa | Result In MPa | 1 | cal | 2024-06-29 | 2025-06-28
Master Changan Motors Limited | Pressure Gauge | PG-58 | SMC | N/A | N/A | Assembly Shop | Analog | 0 ~ 1 MPa | ± 0.01 MPa | Result In MPa | 1 | cal | 2024-06-29 | 2025-06-28
Master Changan Motors Limited | Pressure Gauge | PG-59 | SMC | N/A | N/A | Assembly Shop | Analog | 0 ~ 1 MPa | ± 0.01 MPa | Result In MPa | 1 | cal | 2024-06-29 | 2025-06-28
Master Changan Motors Limited | Pressure Gauge | PG-60 | SMC | N/A | N/A | Assembly Shop | Analog | 0 ~ 1 MPa | ± 0.01 MPa | Result In MPa | 1 | cal | 2024-06-29 | 2025-06-28
Master Changan Motors Limited | Pressure Gauge | PG-61 | SMC | N/A | N/A | Assembly Shop | Analog | 0 ~ 1 MPa | ± 0.01 MPa | Result In MPa | 1 | cal | 2024-06-29 | 2025-06-28
Master Changan Motors Limited | Pressure Gauge | PG-62 | SMC | N/A | N/A | Assembly Shop | Analog | 0 ~ 1 MPa | ± 0.01 MPa | Result In MPa | 1 | cal | 2024-06-29 | 2025-06-28
Master Changan Motors Limited | Pressure Gauge | PG-63 | Trueteller | N/A | N/A | Assembly Shop | Analog | 0 ~ 150 Psi | ± 5 Psi | Result In Psi | 150 | cal | 2024-06-29 | 2025-06-28
Master Changan Motors Limited | Pressure Gauge | PG-64 | SMC | N/A | N/A | Assembly Shop | Analog | 0 ~ 1 MPa | ± 0.01 MPa | Result In MPa | 1 | cal | 2024-06-29 | OUT OF ORDER
Master Changan Motors Limited | Pressure Gauge | PG-65 | SMC | N/A | N/A | Assembly Shop | Analog | 0 ~ 1 MPa | ± 0.01 MPa | Result In MPa | 1 | cal | 2024-06-29 | 2025-06-28
Master Changan Motors Limited | Pressure Gauge | PG-66 | SMC | N/A | N/A | Assembly Shop | Analog | 0 ~ 1 MPa | ± 0.01 MPa | Result In MPa | 1 | cal | 2024-06-29 | 2025-06-28
Master Changan Motors Limited | Pressure Gauge | PG-67 | SMC | N/A | N/A | Assembly Shop | Analog | 0 ~ 1 MPa | ± 0.01 MPa | Result In MPa | 1 | cal | 2024-06-29 | OUT OF ORDER
Master Changan Motors Limited | Pressure Gauge | PG-68 | SMC | N/A | N/A | Assembly Shop | Analog | 0 ~ 1 MPa | ± 0.01 MPa | Result In MPa | 1 | cal | 2024-06-29 | 2025-06-28
Master Changan Motors Limited | Pressure Gauge | PG-69 | SMC | N/A | N/A | Assembly Shop | Analog | 0 ~ 1 MPa | ± 0.01 MPa | Result In MPa | 1 | cal | 2024-06-29 | 2025-06-28
Master Changan Motors Limited | Pressure Gauge | PG-70 | SMC | N/A | N/A | Assembly Shop | Analog | 0 ~ 1 MPa | ± 0.01 MPa | Result In MPa | 1 | cal | 2024-06-29 | 2025-06-28
Master Changan Motors Limited | Pressure Gauge | PG-71 | Airtac | N/A | N/A | Assembly Shop | Analog | 0 ~ 1 MPa | ± 0.01 MPa | Result In MPa | 1 | cal | 2024-06-29 | 2025-06-28
Master Changan Motors Limited | Pressure Gauge | PG-72 | SMC | N/A | N/A | Assembly Shop | Analog | 0 ~ 150 Psi | ± 5 Psi | Result In Psi | 150 | cal | 2024-06-29 | 2025-06-28
Master Changan Motors Limited | Pressure Gauge | PG-73 | N/A | N/A | N/A | Assembly Shop | Analog | 0 ~ 1 MPa | ± 0.01 MPa | Result In MPa | 1 | cal | 2024-06-29 | OUT OF ORDER
Master Changan Motors Limited | Pressure Gauge | PG-74 | N/A | N/A | N/A | Assembly Shop | Analog | 0 ~ 2.5 MPa | ± 0.02 MPa | Result In MPa | 2.5 | cal | 2024-06-29 | 2025-06-28
Master Changan Motors Limited | Pressure Gauge | PG-75 | N/A | N/A | N/A | Assembly Shop | Analog | 0 ~ 15 Bar | ± 0.1 Bar | Result In Bar | 15 | cal | 2024-06-29 | 2025-06-28
Master Changan Motors Limited | Pressure Gauge | PG-76 | Trueteller | N/A | N/A | Assembly Shop | Analog | 0 ~ 10 Bar | ± 0.1 Bar | Result In Bar | 10 | cal | 2024-06-29 | 2025-06-28
Master Changan Motors Limited | Pressure Gauge | PG-77 | SMC | N/A | N/A | Assembly Shop | Analog | 0 ~ 1 MPa | ± 0.01 MPa | Result In MPa | 1 | cal | 2024-06-29 | 2025-06-28
Master Changan Motors Limited | Pressure Gauge | PG-78 | Tanaka | N/A | N/A | Assembly Shop | Analog | 0 ~ 25 kg/cm | ± 0.2 kg/cm | Result In kg/cm | 25 | cal | 2024-06-29 | 2025-06-28
Master Changan Motors Limited | Pressure Gauge | PG-79 | Tanaka | N/A | N/A | Assembly Shop | Analog | 0 ~ 280 kg/cm | ± 5 kg/cm | Result In kg/cm | 280 | cal | 2024-06-29 | 2025-06-28
Master Changan Motors Limited | Pressure Gauge | PG-80 | N/A | N/A | N/A | Assembly Shop | Analog | 0 ~ 25 MPa | ± 0.2 MPa | Result In MPa | 25 | cal | 2024-06-29 | 2025-06-28
Master Changan Motors Limited | Pressure Gauge | PG-81 | SMC | N/A | N/A | Assembly Shop | Analog | 0 ~ 1 MPa | ± 0.01 MPa | Result In MPa | 1 | cal | 2024-06-29 | 2025-06-28
Master Changan Motors Limited | Pressure Gauge | PG-82 | SMC | N/A | N/A | Assembly Shop | Analog | 0 ~ 1 MPa | ± 0.01 MPa | Result In MPa | 1 | cal | 2024-06-29 | 2025-06-28
Master Changan Motors Limited | Pressure Gauge | PG-83 | SMC | N/A | N/A | Assembly Shop | Analog | 0 ~ 1 MPa | ± 0.01 MPa | Result In MPa | 1 | cal | 2024-06-29 | 2025-06-28
Master Changan Motors Limited | Pressure Gauge | PG-84 | SMC | N/A | N/A | Assembly Shop | Analog | 0 ~ 1 MPa | ± 0.01 MPa | Result In MPa | 1 | cal | 2024-06-29 | 2025-06-28
Master Changan Motors Limited | Pressure Gauge | PG-85 | SMC | N/A | N/A | Assembly Shop | Analog | 0 ~ 1 MPa | ± 0.01 MPa | Result In MPa | 1 | cal | 2024-06-29 | 2025-06-28
Master Changan Motors Limited | Pressure Gauge | PG-86 | SMC | N/A | N/A | Assembly Shop | Analog | 0 ~ 1 MPa | ± 0.01 MPa | Result In MPa | 1 | cal | 2024-06-29 | 2025-06-28
Master Changan Motors Limited | Pressure Gauge | PG-87 | SMC | N/A | N/A | Assembly Shop | Analog | 0 ~ 1 MPa | ± 0.01 MPa | Result In MPa | 1 | cal | 2024-06-29 | 2025-06-28
Master Changan Motors Limited | Pressure Gauge | PG-88 | SMC | N/A | N/A | Assembly Shop | Analog | 0 ~ 1 MPa | ± 0.01 MPa | Result In MPa | 1 | cal | 2024-06-29 | 2025-06-28
Master Changan Motors Limited | Pressure Gauge | PG-89 | SMC | N/A | N/A | Assembly Shop | Analog | 0 ~ 1 MPa | ± 0.01 MPa | Result In MPa | 1 | cal | 2024-06-29 | 2025-06-28
Master Changan Motors Limited | Pressure Gauge | PG-90 | SMC | N/A | N/A | Assembly Shop | Analog | 0 ~ 1 MPa | ± 0.01 MPa | Result In MPa | 1 | cal | 2024-06-29 | 2025-06-28
Master Changan Motors Limited | Pressure Gauge | PG-91 | SMC | N/A | N/A | Assembly Shop | Analog | 0 ~ 1 MPa | ± 0.01 MPa | Result In MPa | 1 | cal | 2024-06-29 | 2025-06-28
Master Changan Motors Limited | Pressure Gauge | PG-92 | SMC | N/A | N/A | Assembly Shop | Analog | 0 ~ 1 MPa | ± 0.01 MPa | Result In MPa | 1 | cal | 2024-06-29 | 2025-06-28
Master Changan Motors Limited | Pressure Gauge | PG-93 | SMC | N/A | N/A | Assembly Shop | Analog | 0 ~ 1 MPa | ± 0.01 MPa | Result In MPa | 1 | cal | 2024-06-29 | 2025-06-28
Master Changan Motors Limited | Pressure Gauge | PG-94 | SMC | N/A | N/A | Assembly Shop | Analog | 0 ~ 1 MPa | ± 0.01 MPa | Result In MPa | 1 | cal | 2024-06-29 | 2025-06-28
Master Changan Motors Limited | Pressure Gauge | PG-95 | SMC | N/A | N/A | Assembly Shop | Analog | 0 ~ 1 MPa | ± 0.01 MPa | Result In MPa | 1 | cal | 2024-06-29 | 2025-06-28
Master Changan Motors Limited | Pressure Gauge | PG-96 | SMC | N/A | N/A | Assembly Shop | Analog | 0 ~ 1 MPa | ± 0.01 MPa | Result In MPa | 1 | cal | 2024-06-29 | 2025-06-28
Master Changan Motors Limited | Pressure Gauge | PG-97 | SMC | N/A | N/A | Assembly Shop | Analog | 0 ~ 1 MPa | ± 0.01 MPa | Result In MPa | 1 | cal | 2024-06-29 | 2025-06-28
Master Changan Motors Limited | Pressure Gauge | PG-98 | SMC | N/A | N/A | Assembly Shop | Analog | 0 ~ 1 MPa | ± 0.01 MPa | Result In MPa | 1 | cal | 2024-06-29 | 2025-06-28
Master Changan Motors Limited | Pressure Gauge | PG-99 | SMC | N/A | N/A | Assembly Shop | Analog | 0 ~ 1 MPa | ± 0.01 MPa | Result In MPa | 1 | cal | 2024-06-29 | 2025-06-28
Master Changan Motors Limited | Pressure Gauge | PG-01 | Wika | N/A | N/A | Body Shop | Analog | 0 ~ 10 Bar | ± 0.1 Bar | Result In Bar | 10 | cal | 2024-07-02 | 2025-07-01
Master Changan Motors Limited | Pressure Gauge | PG-02 | Wika | N/A | N/A | Body Shop | Analog | 0 ~ 10 Bar | ± 0.1 Bar | Result In Bar | 10 | cal | 2024-07-02 | 2025-07-01
Master Changan Motors Limited | Pressure Gauge | PG-03 | KTY13 | N/A | N/A | Body Shop | Analog | 0 ~ 1 MPa | ± 0.01 MPa | Result In MPa | 1 | cal | 2024-07-02 | 2025-07-01
Master Changan Motors Limited | Pressure Gauge | TG-01 | Wika | N/A | N/A | Body Shop | Analog | 0 ~ 120°C | ± 1°C | Result In °C | 120 | cal | 2024-07-02 | 2025-07-01
Master Changan Motors Limited | Pressure Gauge | TG-02 | Wika | N/A | N/A | Body Shop | Analog | 0 ~ 120°C | ± 1°C | Result In °C | 120 | cal | 2024-07-02 | 2025-07-01
Master Changan Motors Limited | Pressure Gauge | PG-01 | N/A | N/A | N/A | Boiler | Analog | 0 ~ 20 KPa | ± 0.2 KPa | Result In KPa | 20 | cal | 2024-07-02 | OUT OF ORDER
Master Changan Motors Limited | Pressure Gauge | PG-02 | Tempress | N/A | N/A | Boiler | Analog | 0 ~ 15 Psi | ± 1 Psi | Result In Psi | 15 | cal | 2024-07-02 | 2025-07-01
Master Changan Motors Limited | Pressure Gauge | PG-03 | N/A | N/A | N/A | Boiler | Analog | 0 ~ 20 KPa | ± 0.2 KPa | Result In KPa | 20 | cal | 2024-07-02 | 2025-07-01
Master Changan Motors Limited | Pressure Gauge | PG-04 | N/A | N/A | N/A | Boiler | Analog | 0 ~ 0.6 MPa | ± 0.01 MPa | Result In MPa | 0.6 | cal | 2024-07-02 | 2025-07-01
Master Changan Motors Limited | Pressure Gauge | PG-05 | Wika | N/A | N/A | Boiler | Analog | 0 ~ 40 Bar | ± 0.2 Bar | Result In Bar | 40 | cal | 2024-07-02 | 2025-07-01
Master Changan Motors Limited | Pressure Gauge | PG-06 | Unitherm | N/A | N/A | Boiler | Analog | 0 ~ 7 Bar | ± 0.1 Bar | Result In Bar | 7 | cal | 2024-07-02 | 2025-07-01
Master Changan Motors Limited | Pressure Gauge | TG-01 | Tempress | N/A | N/A | Boiler | Analog | 0 ~ 200°C | ± 2°C | Result In °C | 200 | cal | 2024-07-02 | 2025-07-01
Master Changan Motors Limited | Pressure Gauge | TG-02 | Tempress | N/A | N/A | Boiler | Analog | 0 ~ 200°C | ± 2°C | Result In °C | 200 | cal | 2024-07-02 | 2025-07-01
Master Changan Motors Limited | Pressure Gauge | PG-01 | MC | N/A | N/A | Fire Fighting Room | Analog | 0 ~ 2.5 MPa | ± 0.02 MPa | Result In MPa | 2.5 | cal | 2024-06-12 | 2025-06-11
Master Changan Motors Limited | Pressure Gauge | PG-02 | Unitherm | N/A | N/A | Fire Fighting Room | Analog | 0 ~ 10 Bar | ± 0.1 Bar | Result In Bar | 10 | cal | 2024-06-12 | 2025-06-11
Master Changan Motors Limited | Pressure Gauge | PG-03 | MC | N/A | N/A | Fire Fighting Room | Analog | 0 ~ 2.5 MPa | ± 0.02 MPa | Result In MPa | 2.5 | cal | 2024-06-12 | 2025-06-11
Master Changan Motors Limited | Pressure Gauge | PG-04 | MC | N/A | N/A | Fire Fighting Room | Analog | 0 ~ 2.5 MPa | ± 0.02 MPa | Result In MPa | 2.5 | cal | 2024-06-12 | 2025-06-11
Master Changan Motors Limited | Pressure Gauge | PG-05 | Tempress | N/A | N/A | Fire Fighting Room | Analog | 0 ~ 25 Bar | ± 0.2 Bar | Result In Bar | 25 | cal | 2024-06-12 | 2025-06-11
Master Changan Motors Limited | Pressure Gauge | PG-06 | Tempress | N/A | N/A | Fire Fighting Room | Analog | 0 ~ 16 Bar | ± 0.2 Bar | Result In Bar | 16 | cal | 2024-06-12 | 2025-06-11
Master Changan Motors Limited | Pressure Gauge | PG-07 | Tempress | N/A | N/A | Fire Fighting Room | Analog | 0 ~ 16 Bar | ± 0.2 Bar | Result In Bar | 16 | cal | 2024-06-12 | 2025-06-11
Master Changan Motors Limited | Pressure Gauge | PG-08 | Tempress | N/A | N/A | Fire Fighting Room | Analog | 0 ~ 16 Bar | ± 0.2 Bar | Result In Bar | 16 | cal | 2024-06-12 | 2025-06-11
Master Changan Motors Limited | Pressure Gauge | PG-09 | MC | N/A | N/A | Fire Fighting Room | Analog | 0 ~ 2.5 MPa | ± 0.02 MPa | Result In MPa | 2.5 | cal | 2024-06-12 | 2025-06-11
Master Changan Motors Limited | Pressure Gauge | PG-10 | MC | N/A | N/A | Fire Fighting Room | Analog | 0 ~ 2.5 MPa | ± 0.02 MPa | Result In MPa | 2.5 | cal | 2024-06-12 | 2025-06-11
Master Changan Motors Limited | Pressure Gauge | PG-11 | MC | N/A | N/A | Fire Fighting Room | Analog | 0 ~ 2.5 MPa | ± 0.02 MPa | Result In MPa | 2.5 | cal | 2024-06-12 | 2025-06-11
Master Changan Motors Limited | Pressure Gauge | PG-12 | MC | N/A | N/A | Fire Fighting Room | Analog | 0 ~ 2.5 MPa | ± 0.02 MPa | Result In MPa | 2.5 | cal | 2024-06-12 | 2025-06-11
Master Changan Motors Limited | Pressure Gauge | PG-13 | Wika | N/A | N/A | Fire Fighting Room | Analog | 0 ~ 21 Bar | ± 0.3 Bar | Result In Bar | 21 | cal | 2024-06-12 | 2025-06-11
Master Changan Motors Limited | Pressure Gauge | PG-14 | Wika | N/A | N/A | Fire Fighting Room | Analog | 0 ~ 14 Bar | ± 0.2 Bar | Result In Bar | 14 | cal | 2024-06-12 | 2025-06-11
Master Changan Motors Limited | Pressure Gauge | PG-15 | Unitherm | N/A | N/A | Fire Fighting Room | Analog | 0 ~ 4 Bar | ± 0.02 Bar | Result In Bar | 4 | cal | 2024-06-12 | 2025-06-11
Master Changan Motors Limited | Pressure Gauge | PG-16 | Wika | N/A | N/A | Fire Fighting Room | Analog | 0 ~ 14 Bar | ± 0.2 Bar | Result In Bar | 14 | cal | 2024-06-12 | 2025-06-11
Master Changan Motors Limited | Pressure Gauge | PG-17 | Shield | N/A | N/A | Fire Fighting Room | Analog | 0 ~ 300 Psi | ± 5 Psi | Result In Psi | 300 | cal | 2024-06-12 | 2025-06-11
Master Changan Motors Limited | Pressure Gauge | PG-18 | Shield | N/A | N/A | Fire Fighting Room | Analog | 0 ~ 300 Psi | ± 5 Psi | Result In Psi | 300 | cal | 2024-06-12 | 2025-06-11
Master Changan Motors Limited | Pressure Gauge | PG-19 | Wika | N/A | N/A | Fire Fighting Room | Analog | 0 ~ 300 Psi | ± 5 Psi | Result In Psi | 300 | cal | 2024-06-12 | 2025-06-11
Master Changan Motors Limited | Pressure Gauge | PG-20 | Wika | N/A | N/A | Fire Fighting Room | Analog | 0 ~ 21 Bar | ± 0.3 Bar | Result In Bar | 21 | cal | 2024-06-12 | 2025-06-11
Master Changan Motors Limited | Pressure Gauge | PG-21 | Shield | N/A | N/A | Fire Fighting Room | Analog | 0 ~ 300 Psi | ± 5 Psi | Result In Psi | 300 | cal | 2024-06-12 | 2025-06-11
Master Changan Motors Limited | Pressure Gauge | PG-22 | Shield | N/A | N/A | Fire Fighting Room | Analog | 0 ~ 300 Psi | ± 5 Psi | Result In Psi | 300 | cal | 2024-06-12 | 2025-06-11
Master Changan Motors Limited | Pressure Gauge | PG-23 | Shield | N/A | N/A | Fire Fighting Room | Analog | 0 ~ 300 Psi | ± 5 Psi | Result In Psi | 300 | cal | 2024-06-12 | 2025-06-11
Master Changan Motors Limited | Pressure Gauge | PG-24 | Shield | N/A | N/A | Fire Fighting Room | Analog | 0 ~ 300 Psi | ± 5 Psi | Result In Psi | 300 | cal | 2024-06-12 | 2025-06-11
Master Changan Motors Limited | Pressure Gauge | PG-25 | Shield | N/A | N/A | Fire Fighting Room | Analog | 0 ~ 300 Psi | ± 5 Psi | Result In Psi | 300 | cal | 2024-06-12 | 2025-06-11
Master Changan Motors Limited | Pressure Gauge | PG-26 | Shield | N/A | N/A | Fire Fighting Room | Analog | 0 ~ 300 Psi | ± 5 Psi | Result In Psi | 300 | cal | 2024-06-12 | 2025-06-11
Master Changan Motors Limited | Pressure Gauge | PG-27 | Shield | N/A | N/A | Fire Fighting Room | Analog | 0 ~ 300 Psi | ± 5 Psi | Result In Psi | 300 | cal | 2024-06-12 | 2025-06-11
Master Changan Motors Limited | Pressure Gauge | PG-28 | Tyco | N/A | N/A | Fire Fighting Room | Analog | 0 ~ 300 Psi | ± 5 Psi | Result In Psi | 300 | cal | 2024-06-12 | 2025-06-11
Master Changan Motors Limited | Pressure Gauge | PG-29 | Tyco | N/A | N/A | Fire Fighting Room | Analog | 0 ~ 300 Psi | ± 5 Psi | Result In Psi | 300 | cal | 2024-06-12 | 2025-06-11
Master Changan Motors Limited | Pressure Gauge | PG-30 | Tempress | N/A | N/A | Fire Fighting Room | Analog | 0 ~ 16 Bar | ± 0.2 Bar | Result In Bar | 16 | cal | 2024-06-12 | 2025-06-11
Master Changan Motors Limited | Pressure Gauge | PG-31 | Hello | N/A | N/A | Fire Fighting Room | Analog | 0 ~ 300 Psi | ± 5 Psi | Result In Psi | 300 | cal | 2024-06-12 | 2025-06-11
Master Changan Motors Limited | Pressure Gauge | PG-32 | Hello | N/A | N/A | Fire Fighting Room | Analog | 0 ~ 300 Psi | ± 5 Psi | Result In Psi | 300 | cal | 2024-06-12 | 2025-06-11
Master Changan Motors Limited | Pressure Gauge | PG-33 | Hello | N/A | N/A | Fire Fighting Room | Analog | 0 ~ 300 Psi | ± 5 Psi | Result In Psi | 300 | cal | 2024-06-12 | 2025-06-11
Master Changan Motors Limited | Pressure Gauge | PG-34 | Shield | N/A | N/A | Fire Fighting Room | Analog | 0 ~ 300 Psi | ± 5 Psi | Result In Psi | 300 | cal | 2024-06-12 | 2025-06-11
Master Changan Motors Limited | Pressure Gauge | PG-35 | Shield | N/A | N/A | Fire Fighting Room | Analog | 0 ~ 300 Psi | ± 5 Psi | Result In Psi | 300 | cal | 2024-06-12 | 2025-06-11
Master Changan Motors Limited | Pressure Gauge | PG-36 | Shield | N/A | N/A | Fire Fighting Room | Analog | 0 ~ 300 Psi | ± 5 Psi | Result In Psi | 300 | cal | 2024-06-12 | 2025-06-11
Master Changan Motors Limited | Pressure Gauge | PG-37 | Shield | N/A | N/A | Fire Fighting Room | Analog | 0 ~ 300 Psi | ± 5 Psi | Result In Psi | 300 | cal | 2024-06-12 | 2025-06-11
Master Changan Motors Limited | Pressure Gauge | PG-38 | Shield | N/A | N/A | Fire Fighting Room | Analog | 0 ~ 300 Psi | ± 5 Psi | Result In Psi | 300 | cal | 2024-06-12 | 2025-06-11
Master Changan Motors Limited | Pressure Gauge | PG-39 | Shield | N/A | N/A | Fire Fighting Room | Analog | 0 ~ 300 Psi | ± 5 Psi | Result In Psi | 300 | cal | 2024-06-12 | 2025-06-11
Master Changan Motors Limited | Pressure Gauge | PG-40 | Shield | N/A | N/A | Fire Fighting Room | Analog | 0 ~ 300 Psi | ± 5 Psi | Result In Psi | 300 | cal | 2024-06-12 | 2025-06-11
Master Changan Motors Limited | Pressure Gauge | PG-41 | Shield | N/A | N/A | Fire Fighting Room | Analog | 0 ~ 300 Psi | ± 5 Psi | Result In Psi | 300 | cal | 2024-06-12 | 2025-06-11
Master Changan Motors Limited | Pressure Gauge | PG-01 | Tempress | N/A | N/A | Mixing Room | Analog | 0 ~ 25 Bar | ± 0.2 Bar | Result In Bar | 25 | cal | 2024-06-24 | 2025-06-23
Master Changan Motors Limited | Pressure Gauge | PG-02 | Graco | N/A | N/A | Mixing Room | Analog | 0 ~ 300 Psi | ± 5 Psi | Result In Psi | 300 | cal | 2024-06-24 | 2025-06-23
Master Changan Motors Limited | Pressure Gauge | PG-03 | Graco | N/A | N/A | Mixing Room | Analog | 0 ~ 300 Psi | ± 5 Psi | Result In Psi | 300 | cal | 2024-06-24 | 2025-06-23
Master Changan Motors Limited | Pressure Gauge | PG-04 | Graco | N/A | N/A | Mixing Room | Analog | 0 ~ 300 Psi | ± 5 Psi | Result In Psi | 300 | cal | 2024-06-24 | 2025-06-23
Master Changan Motors Limited | Pressure Gauge | PG-05 | Tempress | N/A | N/A | Mixing Room | Analog | 0 ~ 25 Bar | ± 0.2 Bar | Result In Bar | 25 | cal | 2024-06-24 | 2025-06-23
Master Changan Motors Limited | Pressure Gauge | PG-06 | Tempress | N/A | N/A | Mixing Room | Analog | 0 ~ 25 Bar | ± 0.2 Bar | Result In Bar | 25 | cal | 2024-06-24 | 2025-06-23
Master Changan Motors Limited | Pressure Gauge | PG-07 | Tempress | N/A | N/A | Mixing Room | Analog | 0 ~ 25 Bar | ± 0.2 Bar | Result In Bar | 25 | cal | 2024-06-24 | 2025-06-23
Master Changan Motors Limited | Pressure Gauge | PG-08 | Tempress | N/A | N/A | Mixing Room | Analog | 0 ~ 25 Bar | ± 0.2 Bar | Result In Bar | 25 | cal | 2024-06-24 | 2025-06-23
Master Changan Motors Limited | Pressure Gauge | PG-09 | Graco | N/A | N/A | Mixing Room | Analog | 0 ~ 300 Psi | ± 5 Psi | Result In Psi | 300 | cal | 2024-06-24 | 2025-06-23
Master Changan Motors Limited | Pressure Gauge | PG-10 | Graco | N/A | N/A | Mixing Room | Analog | 0 ~ 300 Psi | ± 5 Psi | Result In Psi | 300 | cal | 2024-06-24 | 2025-06-23
Master Changan Motors Limited | Pressure Gauge | PG-11 | Tempress | N/A | N/A | Mixing Room | Analog | 0 ~ 25 Bar | ± 0.2 Bar | Result In Bar | 25 | cal | 2024-06-24 | 2025-06-23
Master Changan Motors Limited | Pressure Gauge | PG-12 | Tempress | N/A | N/A | Mixing Room | Analog | 0 ~ 25 Bar | ± 0.2 Bar | Result In Bar | 25 | cal | 2024-06-24 | 2025-06-23
Master Changan Motors Limited | Pressure Gauge | PG-13 | Graco | N/A | N/A | Mixing Room | Analog | 0 ~ 300 Psi | ± 5 Psi | Result In Psi | 300 | cal | 2024-06-24 | 2025-06-23
Master Changan Motors Limited | Pressure Gauge | PG-14 | Graco | N/A | N/A | Mixing Room | Analog | 0 ~ 300 Psi | ± 5 Psi | Result In Psi | 300 | cal | 2024-06-24 | OUT OF ORDER
Master Changan Motors Limited | Pressure Gauge | PG-15 | MC | N/A | N/A | Mixing Room | Analog | 0 ~ 150 Psi | ± 5 Psi | Result In Psi | 150 | cal | 2024-06-24 | 2025-06-23
Master Changan Motors Limited | Pressure Gauge | PG-16 | SSI | N/A | N/A | Mixing Room | Analog | 0 ~ 2.5 MPa | ± 0.02 MPa | Result In MPa | 2.5 | cal | 2024-06-24 | 2025-06-23
Master Changan Motors Limited | Pressure Gauge | PG-17 | SSI | N/A | N/A | Mixing Room | Analog | 0 ~ 2.5 MPa | ± 0.02 MPa | Result In MPa | 2.5 | cal | 2024-06-24 | 2025-06-23
Master Changan Motors Limited | Pressure Gauge | PG-18 | MC | N/A | N/A | Mixing Room | Analog | 0 ~ 150 Psi | ± 5 Psi | Result In Psi | 150 | cal | 2024-06-24 | 2025-06-23
Master Changan Motors Limited | Pressure Gauge | PG-19 | MC | N/A | N/A | Mixing Room | Analog | 0 ~ 150 Psi | ± 5 Psi | Result In Psi | 150 | cal | 2024-06-24 | 2025-06-23
Master Changan Motors Limited | Pressure Gauge | PG-20 | Graco | N/A | N/A | Mixing Room | Analog | 0 ~ 300 Psi | ± 5 Psi | Result In Psi | 300 | cal | 2024-06-24 | 2025-06-23
Master Changan Motors Limited | Pressure Gauge | PG-21 | Graco | N/A | N/A | Mixing Room | Analog | 0 ~ 300 Psi | ± 5 Psi | Result In Psi | 300 | cal | 2024-06-24 | 2025-06-23
Master Changan Motors Limited | Pressure Gauge | PG-22 | Graco | N/A | N/A | Mixing Room | Analog | 0 ~ 300 Psi | ± 5 Psi | Result In Psi | 300 | cal | 2024-06-24 | 2025-06-23
Master Changan Motors Limited | Pressure Gauge | PG-23 | Graco | N/A | N/A | Mixing Room | Analog | 0 ~ 300 Psi | ± 5 Psi | Result In Psi | 300 | cal | 2024-06-24 | 2025-06-23
Master Changan Motors Limited | Pressure Gauge | PG-24 | MC | N/A | N/A | Mixing Room | Analog | 0 ~ 150 Psi | ± 5 Psi | Result In Psi | 150 | cal | 2024-06-24 | 2025-06-23
Master Changan Motors Limited | Pressure Gauge | PG-25 | Graco | N/A | N/A | Mixing Room | Analog | 0 ~ 300 Psi | ± 5 Psi | Result In Psi | 300 | cal | 2024-06-24 | 2025-06-23
Master Changan Motors Limited | Pressure Gauge | PG-26 | Unitherm | N/A | N/A | Mixing Room | Analog | 0 ~ 7 Bar | ± 0.1 Bar | Result In Bar | 7 | cal | 2024-06-24 | 2025-06-23
Master Changan Motors Limited | Pressure Gauge | PG-27 | Graco | N/A | N/A | Mixing Room | Analog | 0 ~ 300 Psi | ± 5 Psi | Result In Psi | 300 | cal | 2024-06-24 | 2025-06-23
Master Changan Motors Limited | Pressure Gauge | PG-28 | Graco | N/A | N/A | Mixing Room | Analog | 0 ~ 300 Psi | ± 5 Psi | Result In Psi | 300 | cal | 2024-06-24 | 2025-06-23
Master Changan Motors Limited | Pressure Gauge | PG-29 | Unitherm | N/A | N/A | Mixing Room | Analog | 0 ~ 7 Bar | ± 0.1 Bar | Result In Bar | 7 | cal | 2024-06-24 | OUT OF ORDER
Master Changan Motors Limited | Pressure Gauge | PG-30 | SSI | N/A | N/A | Mixing Room | Analog | 0 ~ 2.5 MPa | ± 0.02 MPa | Result In MPa | 2.5 | cal | 2024-06-24 | OUT OF ORDER
Master Changan Motors Limited | Pressure Gauge | PG-31 | SSI | N/A | N/A | Mixing Room | Analog | 0 ~ 2.5 MPa | ± 0.02 MPa | Result In MPa | 2.5 | cal | 2024-06-24 | OUT OF ORDER
Master Changan Motors Limited | Pressure Gauge | PG-32 | MC | N/A | N/A | Mixing Room | Analog | 0 ~ 150 Psi | ± 5 Psi | Result In Psi | 150 | cal | 2024-06-24 | 2025-06-23
Master Changan Motors Limited | Pressure Gauge | PG-33 | Unitherm | N/A | N/A | Mixing Room | Analog | 0 ~ 7 Bar | ± 0.1 Bar | Result In Bar | 7 | cal | 2024-06-24 | 2025-06-23
Master Changan Motors Limited | Flow Transmitter | PG-34 | Graco | N/A | N/A | Mixing Room | Analog | 0 ~ 300 Psi | ± 5 Psi | Result In Psi | 300 | cal | 2024-06-24 | 2025-06-23
Master Changan Motors Limited | Flow Transmitter | PG-35 | Graco | N/A | N/A | Mixing Room | Analog | 0 ~ 300 Psi | ± 5 Psi | Result In Psi | 300 | cal | 2024-06-24 | 2025-06-23
Master Changan Motors Limited | Flow Transmitter | PG-36 | MC | N/A | N/A | Mixing Room | Analog | 0 ~ 150 Psi | ± 5 Psi | Result In Psi | 150 | cal | 2024-06-24 | 2025-06-23
Master Changan Motors Limited | Flow Transmitter | PG-37 | MC | N/A | N/A | Mixing Room | Analog | 0 ~ 150 Psi | ± 5 Psi | Result In Psi | 150 | cal | 2024-06-24 | 2025-06-23
Master Changan Motors Limited | Flow Transmitter | PG-38 | Hasco | N/A | N/A | Mixing Room | Analog | 0 ~ 10 Bar | ± 0.1 Bar | Result In Bar | 10 | cal | 2024-06-24 | 2025-06-23
Master Changan Motors Limited | Flow Transmitter | PG-39 | Hasco | N/A | N/A | Mixing Room | Analog | 0 ~ 10 Bar | ± 0.1 Bar | Result In Bar | 10 | cal | 2024-06-24 | 2025-06-23
Master Changan Motors Limited | Flow Transmitter | PG-01 | DMASS | N/A | N/A | Oven | Analog | 0 ~ 200 mBar | ± 5 mBar | Result In mBar | 200 | cal | 2024-06-25 | 2025-06-24
Master Changan Motors Limited | Flow Transmitter | PG-02 | DMASS | N/A | N/A | Oven | Analog | 0 ~ 200 mBar | ± 5 mBar | Result In mBar | 200 | cal | 2024-06-25 | 2025-06-24
Master Changan Motors Limited | Flow Transmitter | PG-03 | DMASS | N/A | N/A | Oven | Analog | 0 ~ 200 mBar | ± 5 mBar | Result In mBar | 200 | cal | 2024-06-25 | 2025-06-24
Master Changan Motors Limited | Flow Transmitter | PG-04 | DMASS | N/A | N/A | Oven | Analog | 0 ~ 200 mBar | ± 5 mBar | Result In mBar | 200 | cal | 2024-06-25 | 2025-06-24
Master Changan Motors Limited | Flow Transmitter | PG-05 | DMASS | N/A | N/A | Oven | Analog | 0 ~ 200 mBar | ± 5 mBar | Result In mBar | 200 | cal | 2024-06-25 | 2025-06-24
Master Changan Motors Limited | Flow Transmitter | PG-06 | DMASS | N/A | N/A | Oven | Analog | 0 ~ 200 mBar | ± 5 mBar | Result In mBar | 200 | cal | 2024-06-25 | OUT OF ORDER
Master Changan Motors Limited | Flow Transmitter | PG-07 | DMASS | N/A | N/A | Oven | Analog | 0 ~ 200 mBar | ± 5 mBar | Result In mBar | 200 | cal | 2024-06-25 | 2025-06-24
Master Changan Motors Limited | Pressure Gauge | FT-01 | China | 31A12M1 | N/A | Paint Shop | Digital | 0 ~ 1.5 m³/h | ± 0.5% Fs | Result In m³/h | 1.5 | cal | 2024-07-02 | 2025-07-01
Master Changan Motors Limited | Pressure Gauge | FT-04 | Kaflon | N/A | N/A | Paint Shop | Digital | 0 ~ 1.6 m³/h | ± 0.5% Fs | Result In m³/h | 1.6 | cal | 2024-07-02 | 2025-07-01
Master Changan Motors Limited | Pressure Gauge | FT-05 | Kaflon | N/A | N/A | Paint Shop | Digital | 0 ~ 1.6 m³/h | ± 0.5% Fs | Result In m³/h | 1.6 | cal | 2024-07-02 | 2025-07-01
Master Changan Motors Limited | Pressure Gauge | FT-06 | Kaflon | N/A | N/A | Paint Shop | Digital | 0 ~ 1.6 m³/h | ± 0.5% Fs | Result In m³/h | 1.6 | cal | 2024-07-02 | 2025-07-01
Master Changan Motors Limited | Pressure Gauge | FT-07 | Kaflon | N/A | N/A | Paint Shop | Digital | 0 ~ 1.6 m³/h | ± 0.5% Fs | Result In m³/h | 1.6 | cal | 2024-07-02 | 2025-07-01
Master Changan Motors Limited | Pressure Gauge | FT-08 | Kaflon | N/A | N/A | Paint Shop | Digital | 0 ~ 1.6 m³/h | ± 0.5% Fs | Result In m³/h | 1.6 | cal | 2024-07-02 | 2025-07-01
Master Changan Motors Limited | Pressure Gauge | FT-09 | Kaflon | N/A | N/A | Paint Shop | Digital | 0 ~ 1.6 m³/h | ± 0.5% Fs | Result In m³/h | 1.6 | cal | 2024-07-02 | 2025-07-01
Master Changan Motors Limited | Pressure Gauge | FT-10 | Kaflon | N/A | N/A | Paint Shop | Digital | 0 ~ 1.6 m³/h | ± 0.5% Fs | Result In m³/h | 1.6 | cal | 2024-07-02 | 2025-07-01
Master Changan Motors Limited | Pressure Gauge | FT-11 | N/A | N/A | N/A | Paint Shop | Digital | 0 ~ 1.6 m³/h | ± 0.5% Fs | Result In m³/h | 1.6 | cal | 2024-07-02 | 2025-07-01
Master Changan Motors Limited | Pressure Gauge | FT-12 | Kaflon | N/A | N/A | Paint Shop | Digital | 0 ~ 1.6 m³/h | ± 0.5% Fs | Result In m³/h | 1.6 | cal | 2024-07-02 | 2025-07-01
Master Changan Motors Limited | Pressure Gauge | FT-13 | Kaflon | N/A | N/A | Paint Shop | Digital | 0 ~ 1.6 m³/h | ± 0.5% Fs | Result In m³/h | 1.6 | cal | 2024-07-02 | 2025-07-01
Master Changan Motors Limited | Pressure Gauge | FT-14 | Kaflon | N/A | N/A | Paint Shop | Digital | 0 ~ 1.6 m³/h | ± 0.5% Fs | Result In m³/h | 1.6 | cal | 2024-07-02 | 2025-07-01
Master Changan Motors Limited | Pressure Gauge | FT-15 | Kaflon | N/A | N/A | Paint Shop | Digital | 0 ~ 1.6 m³/h | ± 0.5% Fs | Result In m³/h | 1.6 | cal | 2024-07-02 | 2025-07-01
Master Changan Motors Limited | Pressure Gauge | FT-16 | N/A | LUG-B-0100 | N/A | Paint Shop | Digital | 0 ~ 8 m³/h | ± 0.5% Fs | Result In m³/h | 8 | cal | 2024-07-02 | 2025-07-01
Master Changan Motors Limited | Pressure Gauge | FT-17 | N/A | N/A | N/A | Paint Shop | Digital | 0 ~ 1.6 m³/h | ± 0.5% Fs | Result In m³/h | 1.6 | cal | 2024-07-02 | 2025-07-01
Master Changan Motors Limited | Pressure Gauge | FT-18 | N/A | N/A | N/A | Paint Shop | Digital | 0 ~ 1.6 m³/h | ± 0.5% Fs | Result In m³/h | 1.6 | cal | 2024-07-02 | 2025-07-01
Master Changan Motors Limited | Pressure Gauge | FT-19 | N/A | N/A | N/A | Paint Shop | Digital | 0 ~ 1.6 m³/h | ± 0.5% Fs | Result In m³/h | 1.6 | cal | 2024-07-02 | 2025-07-01
Master Changan Motors Limited | Pressure Gauge | FT-20 | N/A | N/A | N/A | Paint Shop | Digital | 0 ~ 1.6 m³/h | ± 0.5% Fs | Result In m³/h | 1.6 | cal | 2024-07-02 | 2025-07-01
Master Changan Motors Limited | Pressure Gauge | PG-01 | MC | N/A | N/A | Paint Shop | Analog | 0 ~ 0.6 MPa | ± 0.01 MPa | Result In MPa | 0.6 | cal | 2024-06-12 | 2025-06-11
Master Changan Motors Limited | Pressure Gauge | PG-02 | MC | N/A | N/A | Paint Shop | Analog | 0 ~ 0.6 MPa | ± 0.01 MPa | Result In MPa | 0.6 | cal | 2024-06-12 | 2025-06-11
Master Changan Motors Limited | Pressure Gauge | PG-03 | MC | N/A | N/A | Paint Shop | Analog | 0 ~ 0.6 MPa | ± 0.01 MPa | Result In MPa | 0.6 | cal | 2024-06-12 | 2025-06-11
Master Changan Motors Limited | Pressure Gauge | PG-04 | MC | N/A | N/A | Paint Shop | Analog | 0 ~ 0.6 MPa | ± 0.01 MPa | Result In MPa | 0.6 | cal | 2024-06-12 | 2025-06-11
Master Changan Motors Limited | Pressure Gauge | PG-05 | MC | N/A | N/A | Paint Shop | Analog | 0 ~ 0.6 MPa | ± 0.01 MPa | Result In MPa | 0.6 | cal | 2024-06-12 | 2025-06-11
Master Changan Motors Limited | Pressure Gauge | PG-06 | MC | N/A | N/A | Paint Shop | Analog | 0 ~ 0.6 MPa | ± 0.01 MPa | Result In MPa | 0.6 | cal | 2024-06-12 | 2025-06-11
Master Changan Motors Limited | Pressure Gauge | PG-07 | MC | N/A | N/A | Paint Shop | Analog | 0 ~ 0.6 MPa | ± 0.01 MPa | Result In MPa | 0.6 | cal | 2024-06-12 | 2025-06-11
Master Changan Motors Limited | Pressure Gauge | PG-08 | MC | N/A | N/A | Paint Shop | Analog | 0 ~ 0.6 MPa | ± 0.01 MPa | Result In MPa | 0.6 | cal | 2024-06-12 | 2025-06-11
Master Changan Motors Limited | Pressure Gauge | PG-09 | MC | N/A | N/A | Paint Shop | Analog | 0 ~ 0.6 MPa | ± 0.01 MPa | Result In MPa | 0.6 | cal | 2024-06-12 | 2025-06-11
Master Changan Motors Limited | Pressure Gauge | PG-10 | Caltron | N/A | N/A | Paint Shop | Analog | 0 ~ 10 Bar | ± 0.1 Bar | Result In Bar | 10 | cal | 2024-06-12 | 2025-06-11
Master Changan Motors Limited | Pressure Gauge | PG-100 | MC | N/A | N/A | Paint Shop | Analog | 0 ~ 0.6 MPa | ± 0.01 MPa | Result In MPa | 0.6 | cal | 2024-06-24 | 2025-06-23
Master Changan Motors Limited | Pressure Gauge | PG-101 | MC | N/A | N/A | Paint Shop | Analog | 0 ~ 0.6 MPa | ± 0.01 MPa | Result In MPa | 0.6 | cal | 2024-06-24 | 2025-06-23
Master Changan Motors Limited | Pressure Gauge | PG-102 | MC | N/A | N/A | Paint Shop | Analog | 0 ~ 0.6 MPa | ± 0.01 MPa | Result In MPa | 0.6 | cal | 2024-06-24 | 2025-06-23
Master Changan Motors Limited | Pressure Gauge | PG-103 | Unitherm | N/A | N/A | Paint Shop | Analog | 0 ~ 7 Bar | ± 0.1 Bar | Result In Bar | 7 | cal | 2024-06-24 | 2025-06-23
Master Changan Motors Limited | Pressure Gauge | PG-104 | MC | N/A | N/A | Paint Shop | Analog | 0 ~ 0.6 MPa | ± 0.01 MPa | Result In MPa | 0.6 | cal | 2024-06-24 | 2025-06-23
Master Changan Motors Limited | Pressure Gauge | PG-105 | MC | N/A | N/A | Paint Shop | Analog | 0 ~ 0.6 MPa | ± 0.01 MPa | Result In MPa | 0.6 | cal | 2024-06-24 | 2025-06-23
Master Changan Motors Limited | Pressure Gauge | PG-106 | MC | N/A | N/A | Paint Shop | Analog | 0 ~ 0.6 MPa | ± 0.01 MPa | Result In MPa | 0.6 | cal | 2024-06-24 | 2025-06-23
Master Changan Motors Limited | Pressure Gauge | PG-107 | MC | N/A | N/A | Paint Shop | Analog | 0 ~ 0.6 MPa | ± 0.01 MPa | Result In MPa | 0.6 | cal | 2024-06-24 | 2025-06-23
Master Changan Motors Limited | Pressure Gauge | PG-108 | MC | N/A | N/A | Paint Shop | Analog | 0 ~ 0.6 MPa | ± 0.01 MPa | Result In MPa | 0.6 | cal | 2024-06-24 | 2025-06-23
Master Changan Motors Limited | Pressure Gauge | PG-109 | MC | N/A | N/A | Paint Shop | Analog | 0 ~ 0.6 MPa | ± 0.01 MPa | Result In MPa | 0.6 | cal | 2024-06-24 | 2025-06-23
Master Changan Motors Limited | Pressure Gauge | PG-11 | MC | N/A | N/A | Paint Shop | Analog | 0 ~ 0.6 MPa | ± 0.01 MPa | Result In MPa | 0.6 | cal | 2024-06-12 | 2025-06-11
Master Changan Motors Limited | Pressure Gauge | PG-110 | MC | N/A | N/A | Paint Shop | Analog | 0 ~ 0.6 MPa | ± 0.01 MPa | Result In MPa | 0.6 | cal | 2024-06-24 | 2025-06-23
Master Changan Motors Limited | Pressure Gauge | PG-111 | MC | N/A | N/A | Paint Shop | Analog | 0 ~ 0.6 MPa | ± 0.01 MPa | Result In MPa | 0.6 | cal | 2024-06-24 | 2025-06-23
Master Changan Motors Limited | Pressure Gauge | PG-112 | MC | N/A | N/A | Paint Shop | Analog | 0 ~ 0.6 MPa | ± 0.01 MPa | Result In MPa | 0.6 | cal | 2024-06-24 | 2025-06-23
Master Changan Motors Limited | Pressure Gauge | PG-113 | MC | N/A | N/A | Paint Shop | Analog | 0 ~ 0.6 MPa | ± 0.01 MPa | Result In MPa | 0.6 | cal | 2024-06-24 | 2025-06-23
Master Changan Motors Limited | Pressure Gauge | PG-114 | MC | N/A | N/A | Paint Shop | Analog | 0 ~ 0.6 MPa | ± 0.01 MPa | Result In MPa | 0.6 | cal | 2024-06-24 | 2025-06-23
Master Changan Motors Limited | Pressure Gauge | PG-115 | MC | N/A | N/A | Paint Shop | Analog | 0 ~ 0.6 MPa | ± 0.01 MPa | Result In MPa | 0.6 | cal | 2024-06-24 | 2025-06-23
Master Changan Motors Limited | Pressure Gauge | PG-116 | MC | N/A | N/A | Paint Shop | Analog | 0 ~ 0.6 MPa | ± 0.01 MPa | Result In MPa | 0.6 | cal | 2024-06-24 | 2025-06-23
Master Changan Motors Limited | Pressure Gauge | PG-117 | MC | N/A | N/A | Paint Shop | Analog | 0 ~ 0.6 MPa | ± 0.01 MPa | Result In MPa | 0.6 | cal | 2024-06-24 | 2025-06-23
Master Changan Motors Limited | Pressure Gauge | PG-118 | MC | N/A | N/A | Paint Shop | Analog | 0 ~ 0.6 MPa | ± 0.01 MPa | Result In MPa | 0.6 | cal | 2024-06-24 | 2025-06-23
Master Changan Motors Limited | Pressure Gauge | PG-119 | MC | N/A | N/A | Paint Shop | Analog | 0 ~ 0.6 MPa | ± 0.01 MPa | Result In MPa | 0.6 | cal | 2024-06-24 | 2025-06-23
Master Changan Motors Limited | Pressure Gauge | PG-12 | MC | N/A | N/A | Paint Shop | Analog | 0 ~ 0.6 MPa | ± 0.01 MPa | Result In MPa | 0.6 | cal | 2024-06-12 | 2025-06-11
Master Changan Motors Limited | Pressure Gauge | PG-120 | MC | N/A | N/A | Paint Shop | Analog | 0 ~ 0.6 MPa | ± 0.01 MPa | Result In MPa | 0.6 | cal | 2024-06-24 | 2025-06-23
Master Changan Motors Limited | Pressure Gauge | PG-121 | MC | N/A | N/A | Paint Shop | Analog | 0 ~ 0.6 MPa | ± 0.01 MPa | Result In MPa | 0.6 | cal | 2024-06-24 | 2025-06-23
Master Changan Motors Limited | Pressure Gauge | PG-122 | MC | N/A | N/A | Paint Shop | Analog | 0 ~ 0.6 MPa | ± 0.01 MPa | Result In MPa | 0.6 | cal | 2024-06-24 | 2025-06-23
Master Changan Motors Limited | Pressure Gauge | PG-123 | MC | N/A | N/A | Paint Shop | Analog | 0 ~ 0.6 MPa | ± 0.01 MPa | Result In MPa | 0.6 | cal | 2024-06-24 | 2025-06-23
Master Changan Motors Limited | Pressure Gauge | PG-124 | MC | N/A | N/A | Paint Shop | Analog | 0 ~ 0.6 MPa | ± 0.01 MPa | Result In MPa | 0.6 | cal | 2024-06-24 | 2025-06-23
Master Changan Motors Limited | Pressure Gauge | PG-125 | MC | N/A | N/A | Paint Shop | Analog | 0 ~ 0.6 MPa | ± 0.01 MPa | Result In MPa | 0.6 | cal | 2024-06-24 | 2025-06-23
Master Changan Motors Limited | Pressure Gauge | PG-126 | MC | N/A | N/A | Paint Shop | Analog | 0 ~ 0.6 MPa | ± 0.01 MPa | Result In MPa | 0.6 | cal | 2024-06-24 | OUT OF ORDER
Master Changan Motors Limited | Pressure Gauge | PG-127 | MC | N/A | N/A | Paint Shop | Analog | 0 ~ 0.6 MPa | ± 0.01 MPa | Result In MPa | 0.6 | cal | 2024-06-24 | OUT OF ORDER
Master Changan Motors Limited | Pressure Gauge | PG-128 | MC | N/A | N/A | Paint Shop | Analog | 0 ~ 0.6 MPa | ± 0.01 MPa | Result In MPa | 0.6 | cal | 2024-06-24 | OUT OF ORDER
Master Changan Motors Limited | Pressure Gauge | PG-129 | MC | N/A | N/A | Paint Shop | Analog | 0 ~ 0.6 MPa | ± 0.01 MPa | Result In MPa | 0.6 | cal | 2024-06-24 | OUT OF ORDER
Master Changan Motors Limited | Pressure Gauge | PG-13 | MC | N/A | N/A | Paint Shop | Analog | 0 ~ 0.6 MPa | ± 0.01 MPa | Result In MPa | 0.6 | cal | 2024-06-12 | 2025-06-11
Master Changan Motors Limited | Pressure Gauge | PG-130 | MC | N/A | N/A | Paint Shop | Analog | 0 ~ 0.6 MPa | ± 0.01 MPa | Result In MPa | 0.6 | cal | 2024-06-24 | OUT OF ORDER
Master Changan Motors Limited | Temperature Gauge | PG-14 | MC | N/A | N/A | Paint Shop | Analog | 0 ~ 0.6 MPa | ± 0.01 MPa | Result In MPa | 0.6 | cal | 2024-06-12 | 2025-06-11
Master Changan Motors Limited | Temperature Gauge | PG-15 | MC | N/A | N/A | Paint Shop | Analog | 0 ~ 0.6 MPa | ± 0.01 MPa | Result In MPa | 0.6 | cal | 2024-06-12 | 2025-06-11
Master Changan Motors Limited | Pressure Gauge | PG-15 | Unitherm | N/A | N/A | Paint Shop | Analog | 0 ~ 300 Psi | ± 5 Psi | Result In Psi | 300 | cal | 2024-07-02 | 2025-07-01
Master Changan Motors Limited | Temperature Gauge | PG-16 | MC | N/A | N/A | Paint Shop | Analog | 0 ~ 0.6 MPa | ± 0.01 MPa | Result In MPa | 0.6 | cal | 2024-06-12 | 2025-06-11
Master Changan Motors Limited | Pressure Gauge | PG-16 | Wika | N/A | N/A | Paint Shop | Analog | 0 ~ 25 Bar | ± 1 Bar | Result In Bar | 25 | cal | 2024-07-02 | 2025-07-01
Master Changan Motors Limited | Temperature Gauge | PG-17 | MC | N/A | N/A | Paint Shop | Analog | 0 ~ 0.6 MPa | ± 0.01 MPa | Result In MPa | 0.6 | cal | 2024-06-12 | 2025-06-11
Master Changan Motors Limited | Pressure Gauge | PG-17 | Wika | N/A | N/A | Paint Shop | Analog | 0 ~ 25 Bar | ± 1 Bar | Result In Bar | 25 | cal | 2024-07-02 | 2025-07-01
Master Changan Motors Limited | Pressure Gauge | PG-18 | MC | N/A | N/A | Paint Shop | Analog | 0 ~ 0.6 MPa | ± 0.01 MPa | Result In MPa | 0.6 | cal | 2024-06-12 | 2025-06-11
Master Changan Motors Limited | Pressure Gauge | PG-19 | MC | N/A | N/A | Paint Shop | Analog | 0 ~ 0.6 MPa | ± 0.01 MPa | Result In MPa | 0.6 | cal | 2024-06-12 | 2025-06-11
Master Changan Motors Limited | Pressure Gauge | PG-20 | Caltron | N/A | N/A | Paint Shop | Analog | 0 ~ 10 Bar | ± 0.1 Bar | Result In Bar | 10 | cal | 2024-06-12 | 2025-06-11
Master Changan Motors Limited | Pressure Gauge | PG-21 | Caltron | N/A | N/A | Paint Shop | Analog | 0 ~ 10 Bar | ± 0.1 Bar | Result In Bar | 10 | cal | 2024-06-22 | 2025-06-21
Master Changan Motors Limited | Pressure Gauge | PG-22 | MC | N/A | N/A | Paint Shop | Analog | 0 ~ 0.6 MPa | ± 0.01 MPa | Result In MPa | 0.6 | cal | 2024-06-22 | 2025-06-21
Master Changan Motors Limited | Pressure Gauge | PG-23 | MC | N/A | N/A | Paint Shop | Analog | 0 ~ 0.6 MPa | ± 0.01 MPa | Result In MPa | 0.6 | cal | 2024-06-22 | 2025-06-21
Master Changan Motors Limited | Pressure Gauge | PG-24 | MC | N/A | N/A | Paint Shop | Analog | 0 ~ 0.6 MPa | ± 0.01 MPa | Result In MPa | 0.6 | cal | 2024-06-22 | 2025-06-21
Master Changan Motors Limited | Pressure Gauge | PG-25 | MC | N/A | N/A | Paint Shop | Analog | 0 ~ 0.6 MPa | ± 0.01 MPa | Result In MPa | 0.6 | cal | 2024-06-22 | 2025-06-21
Master Changan Motors Limited | Pressure Gauge | PG-26 | MC | N/A | N/A | Paint Shop | Analog | 0 ~ 0.6 MPa | ± 0.01 MPa | Result In MPa | 0.6 | cal | 2024-06-22 | 2025-06-21
Master Changan Motors Limited | Pressure Gauge | PG-27 | MC | N/A | N/A | Paint Shop | Analog | 0 ~ 0.6 MPa | ± 0.01 MPa | Result In MPa | 0.6 | cal | 2024-06-22 | 2025-06-21
Master Changan Motors Limited | Pressure Gauge | PG-28 | MC | N/A | N/A | Paint Shop | Analog | 0 ~ 0.6 MPa | ± 0.01 MPa | Result In MPa | 0.6 | cal | 2024-06-22 | 2025-06-21
Master Changan Motors Limited | Pressure Gauge | PG-29 | MC | N/A | N/A | Paint Shop | Analog | 0 ~ 0.6 MPa | ± 0.01 MPa | Result In MPa | 0.6 | cal | 2024-06-22 | 2025-06-21
Master Changan Motors Limited | Pressure Gauge | PG-30 | MC | N/A | N/A | Paint Shop | Analog | 0 ~ 0.6 MPa | ± 0.01 MPa | Result In MPa | 0.6 | cal | 2024-06-22 | 2025-06-21
Master Changan Motors Limited | Pressure Gauge | PG-31 | MC | N/A | N/A | Paint Shop | Analog | 0 ~ 0.6 MPa | ± 0.01 MPa | Result In MPa | 0.6 | cal | 2024-06-22 | 2025-06-21
Master Changan Motors Limited | Pressure Gauge | PG-32 | MC | N/A | N/A | Paint Shop | Analog | 0 ~ 0.6 MPa | ± 0.01 MPa | Result In MPa | 0.6 | cal | 2024-06-22 | 2025-06-21
Master Changan Motors Limited | Pressure Gauge | PG-33 | MC | N/A | N/A | Paint Shop | Analog | 0 ~ 0.6 MPa | ± 0.01 MPa | Result In MPa | 0.6 | cal | 2024-06-22 | 2025-06-21
Master Changan Motors Limited | Pressure Gauge | PG-34 | MC | N/A | N/A | Paint Shop | Analog | 0 ~ 0.6 MPa | ± 0.01 MPa | Result In MPa | 0.6 | cal | 2024-06-22 | 2025-06-21
Master Changan Motors Limited | Pressure Gauge | PG-35 | MC | N/A | N/A | Paint Shop | Analog | 0 ~ 0.6 MPa | ± 0.01 MPa | Result In MPa | 0.6 | cal | 2024-06-22 | 2025-06-21
Master Changan Motors Limited | Pressure Gauge | PG-36 | MC | N/A | N/A | Paint Shop | Analog | 0 ~ 0.6 MPa | ± 0.01 MPa | Result In MPa | 0.6 | cal | 2024-06-22 | OUT OF ORDER
Master Changan Motors Limited | Pressure Gauge | PG-37 | MC | N/A | N/A | Paint Shop | Analog | 0 ~ 0.6 MPa | ± 0.01 MPa | Result In MPa | 0.6 | cal | 2024-06-22 | 2025-06-21
Master Changan Motors Limited | Pressure Gauge | PG-38 | MC | N/A | N/A | Paint Shop | Analog | 0 ~ 0.6 MPa | ± 0.01 MPa | Result In MPa | 0.6 | cal | 2024-06-22 | 2025-06-21
Master Changan Motors Limited | Pressure Gauge | PG-39 | MC | N/A | N/A | Paint Shop | Analog | 0 ~ 0.6 MPa | ± 0.01 MPa | Result In MPa | 0.6 | cal | 2024-06-22 | 2025-06-21
Master Changan Motors Limited | Pressure Gauge | PG-40 | MC | N/A | N/A | Paint Shop | Analog | 0 ~ 0.6 MPa | ± 0.01 MPa | Result In MPa | 0.6 | cal | 2024-06-22 | 2025-06-21
Master Changan Motors Limited | Pressure Gauge | PG-41 | MC | N/A | N/A | Paint Shop | Analog | 0 ~ 0.6 MPa | ± 0.01 MPa | Result In MPa | 0.6 | cal | 2024-06-22 | 2025-06-21
Master Changan Motors Limited | Pressure Gauge | PG-42 | MC | N/A | N/A | Paint Shop | Analog | 0 ~ 0.6 MPa | ± 0.01 MPa | Result In MPa | 0.6 | cal | 2024-06-22 | 2025-06-21
Master Changan Motors Limited | Pressure Gauge | PG-43 | MC | N/A | N/A | Paint Shop | Analog | 0 ~ 0.6 MPa | ± 0.01 MPa | Result In MPa | 0.6 | cal | 2024-06-22 | 2025-06-21
Master Changan Motors Limited | Pressure Gauge | PG-44 | MC | N/A | N/A | Paint Shop | Analog | 0 ~ 0.6 MPa | ± 0.01 MPa | Result In MPa | 0.6 | cal | 2024-06-22 | 2025-06-21
Master Changan Motors Limited | Pressure Gauge | PG-45 | MC | N/A | N/A | Paint Shop | Analog | 0 ~ 0.6 MPa | ± 0.01 MPa | Result In MPa | 0.6 | cal | 2024-06-22 | 2025-06-21
Master Changan Motors Limited | Pressure Gauge | PG-46 | MC | N/A | N/A | Paint Shop | Analog | 0 ~ 0.6 MPa | ± 0.01 MPa | Result In MPa | 0.6 | cal | 2024-06-22 | 2025-06-21
Master Changan Motors Limited | Pressure Gauge | PG-47 | MC | N/A | N/A | Paint Shop | Analog | 0 ~ 0.6 MPa | ± 0.01 MPa | Result In MPa | 0.6 | cal | 2024-06-22 | 2025-06-21
Master Changan Motors Limited | Pressure Gauge | PG-48 | MC | N/A | N/A | Paint Shop | Analog | 0 ~ 0.6 MPa | ± 0.01 MPa | Result In MPa | 0.6 | cal | 2024-06-22 | 2025-06-21
Master Changan Motors Limited | Pressure Gauge | PG-49 | MC | N/A | N/A | Paint Shop | Analog | 0 ~ 0.6 MPa | ± 0.01 MPa | Result In MPa | 0.6 | cal | 2024-06-22 | 2025-06-21
Master Changan Motors Limited | Pressure Gauge | PG-50 | MC | N/A | N/A | Paint Shop | Analog | 0 ~ 0.6 MPa | ± 0.01 MPa | Result In MPa | 0.6 | cal | 2024-06-22 | 2025-06-21
Master Changan Motors Limited | Pressure Gauge | PG-51 | MC | N/A | N/A | Paint Shop | Analog | 0 ~ 0.6 MPa | ± 0.01 MPa | Result In MPa | 0.6 | cal | 2024-06-22 | 2025-06-21
Master Changan Motors Limited | Pressure Gauge | PG-52 | MC | N/A | N/A | Paint Shop | Analog | 0 ~ 0.6 MPa | ± 0.01 MPa | Result In MPa | 0.6 | cal | 2024-06-22 | 2025-06-21
Master Changan Motors Limited | Pressure Gauge | PG-53 | MC | N/A | N/A | Paint Shop | Analog | 0 ~ 0.6 MPa | ± 0.01 MPa | Result In MPa | 0.6 | cal | 2024-06-22 | 2025-06-21
Master Changan Motors Limited | Pressure Gauge | PG-54 | MC | N/A | N/A | Paint Shop | Analog | 0 ~ 0.6 MPa | ± 0.01 MPa | Result In MPa | 0.6 | cal | 2024-06-22 | OUT OF ORDER
Master Changan Motors Limited | Pressure Gauge | PG-55 | MC | N/A | N/A | Paint Shop | Analog | 0 ~ 0.6 MPa | ± 0.01 MPa | Result In MPa | 0.6 | cal | 2024-06-22 | 2025-06-21
Master Changan Motors Limited | Pressure Gauge | PG-56 | MC | N/A | N/A | Paint Shop | Analog | 0 ~ 0.6 MPa | ± 0.01 MPa | Result In MPa | 0.6 | cal | 2024-06-22 | 2025-06-21
Master Changan Motors Limited | Pressure Gauge | PG-57 | MC | N/A | N/A | Paint Shop | Analog | 0 ~ 0.6 MPa | ± 0.01 MPa | Result In MPa | 0.6 | cal | 2024-06-22 | 2025-06-21
Master Changan Motors Limited | Pressure Gauge | PG-58 | MC | N/A | N/A | Paint Shop | Analog | 0 ~ 0.6 MPa | ± 0.01 MPa | Result In MPa | 0.6 | cal | 2024-06-22 | 2025-06-21
Master Changan Motors Limited | Pressure Gauge | PG-59 | MC | N/A | N/A | Paint Shop | Analog | 0 ~ 0.6 MPa | ± 0.01 MPa | Result In MPa | 0.6 | cal | 2024-06-22 | 2025-06-21
Master Changan Motors Limited | Pressure Gauge | PG-60 | MC | N/A | N/A | Paint Shop | Analog | 0 ~ 0.6 MPa | ± 0.01 MPa | Result In MPa | 0.6 | cal | 2024-06-22 | 2025-06-21
Master Changan Motors Limited | Pressure Gauge | PG-61 | MC | N/A | N/A | Paint Shop | Analog | 0 ~ 0.6 MPa | ± 0.01 MPa | Result In MPa | 0.6 | cal | 2024-06-22 | 2025-06-21
Master Changan Motors Limited | Pressure Gauge | PG-62 | MC | N/A | N/A | Paint Shop | Analog | 0 ~ 0.6 MPa | ± 0.01 MPa | Result In MPa | 0.6 | cal | 2024-06-22 | 2025-06-21
Master Changan Motors Limited | Pressure Gauge | PG-63 | MC | N/A | N/A | Paint Shop | Analog | 0 ~ 0.6 MPa | ± 0.01 MPa | Result In MPa | 0.6 | cal | 2024-06-22 | 2025-06-21
Master Changan Motors Limited | Pressure Gauge | PG-64 | MC | N/A | N/A | Paint Shop | Analog | 0 ~ 0.6 MPa | ± 0.01 MPa | Result In MPa | 0.6 | cal | 2024-06-22 | 2025-06-21
Master Changan Motors Limited | Pressure Gauge | PG-65 | MC | N/A | N/A | Paint Shop | Analog | 0 ~ 0.6 MPa | ± 0.01 MPa | Result In MPa | 0.6 | cal | 2024-06-22 | 2025-06-21
Master Changan Motors Limited | Pressure Gauge | PG-66 | MC | N/A | N/A | Paint Shop | Analog | 0 ~ 0.6 MPa | ± 0.01 MPa | Result In MPa | 0.6 | cal | 2024-06-22 | 2025-06-21
Master Changan Motors Limited | Temperature Gauge | PG-67 | MC | N/A | N/A | Paint Shop | Analog | 0 ~ 0.6 MPa | ± 0.01 MPa | Result In MPa | 0.6 | cal | 2024-06-22 | 2025-06-21
Master Changan Motors Limited | Temperature Gauge | PG-68 | MC | N/A | N/A | Paint Shop | Analog | 0 ~ 0.6 MPa | ± 0.01 MPa | Result In MPa | 0.6 | cal | 2024-06-22 | 2025-06-21
Master Changan Motors Limited | Pressure Gauge | PG-69 | MC | N/A | N/A | Paint Shop | Analog | 0 ~ 0.6 MPa | ± 0.01 MPa | Result In MPa | 0.6 | cal | 2024-06-22 | 2025-06-21
Master Changan Motors Limited | Pressure Gauge | PG-70 | MC | N/A | N/A | Paint Shop | Analog | 0 ~ 0.6 MPa | ± 0.01 MPa | Result In MPa | 0.6 | cal | 2024-06-22 | 2025-06-21
Master Changan Motors Limited | Pressure Gauge | PG-71 | MC | N/A | N/A | Paint Shop | Analog | 0 ~ 0.6 MPa | ± 0.01 MPa | Result In MPa | 0.6 | cal | 2024-06-22 | 2025-06-21
Master Changan Motors Limited | Pressure Gauge | PG-72 | MC | N/A | N/A | Paint Shop | Analog | 0 ~ 0.6 MPa | ± 0.01 MPa | Result In MPa | 0.6 | cal | 2024-06-22 | 2025-06-21
Master Changan Motors Limited | Pressure Gauge | PG-73 | MC | N/A | N/A | Paint Shop | Analog | 0 ~ 0.6 MPa | ± 0.01 MPa | Result In MPa | 0.6 | cal | 2024-06-22 | 2025-06-21
Master Changan Motors Limited | Pressure Gauge | PG-74 | MC | N/A | N/A | Paint Shop | Analog | 0 ~ 0.6 MPa | ± 0.01 MPa | Result In MPa | 0.6 | cal | 2024-06-22 | 2025-06-21
Master Changan Motors Limited | Temperature Gauge | PG-75 | MC | N/A | N/A | Paint Shop | Analog | 0 ~ 0.6 MPa | ± 0.01 MPa | Result In MPa | 0.6 | cal | 2024-06-22 | OUT OF ORDER
Master Changan Motors Limited | Temperature Gauge | PG-76 | MC | N/A | N/A | Paint Shop | Analog | 0 ~ 0.6 MPa | ± 0.01 MPa | Result In MPa | 0.6 | cal | 2024-06-24 | 2025-06-23
Master Changan Motors Limited | Pressure Gauge | PG-77 | MC | N/A | N/A | Paint Shop | Analog | 0 ~ 0.6 MPa | ± 0.01 MPa | Result In MPa | 0.6 | cal | 2024-06-24 | 2025-06-23
Master Changan Motors Limited | Pressure Gauge | PG-78 | MC | N/A | N/A | Paint Shop | Analog | 0 ~ 0.6 MPa | ± 0.01 MPa | Result In MPa | 0.6 | cal | 2024-06-24 | 2025-06-23
Master Changan Motors Limited | Pressure Gauge | PG-79 | MC | N/A | N/A | Paint Shop | Analog | 0 ~ 0.6 MPa | ± 0.01 MPa | Result In MPa | 0.6 | cal | 2024-06-24 | 2025-06-23
Master Changan Motors Limited | Pressure Gauge | PG-80 | Caltron | N/A | N/A | Paint Shop | Analog | 0 ~ 10 Bar | ± 0.1 Bar | Result In Bar | 10 | cal | 2024-06-24 | 2025-06-23
Master Changan Motors Limited | Pressure Gauge | PG-81 | MC | N/A | N/A | Paint Shop | Analog | 0 ~ 0.6 MPa | ± 0.01 MPa | Result In MPa | 0.6 | cal | 2024-06-24 | 2025-06-23
Master Changan Motors Limited | Pressure Gauge | PG-82 | MC | N/A | N/A | Paint Shop | Analog | 0 ~ 0.6 MPa | ± 0.01 MPa | Result In MPa | 0.6 | cal | 2024-06-24 | 2025-06-23
Master Changan Motors Limited | Pressure Gauge | PG-83 | MC | N/A | N/A | Paint Shop | Analog | 0 ~ 0.6 MPa | ± 0.01 MPa | Result In MPa | 0.6 | cal | 2024-06-24 | 2025-06-23
Master Changan Motors Limited | Pressure Gauge | PG-84 | MC | N/A | N/A | Paint Shop | Analog | 0 ~ 0.6 MPa | ± 0.01 MPa | Result In MPa | 0.6 | cal | 2024-06-24 | 2025-06-23
Master Changan Motors Limited | Pressure Gauge | PG-85 | MC | N/A | N/A | Paint Shop | Analog | 0 ~ 0.6 MPa | ± 0.01 MPa | Result In MPa | 0.6 | cal | 2024-06-24 | 2025-06-23
Master Changan Motors Limited | Pressure Gauge | PG-86 | MC | N/A | N/A | Paint Shop | Analog | 0 ~ 0.6 MPa | ± 0.01 MPa | Result In MPa | 0.6 | cal | 2024-06-24 | 2025-06-23
Master Changan Motors Limited | Pressure Gauge | PG-87 | MC | N/A | N/A | Paint Shop | Analog | 0 ~ 0.6 MPa | ± 0.01 MPa | Result In MPa | 0.6 | cal | 2024-06-24 | 2025-06-23
Master Changan Motors Limited | Pressure Gauge | PG-88 | MC | N/A | N/A | Paint Shop | Analog | 0 ~ 0.6 MPa | ± 0.01 MPa | Result In MPa | 0.6 | cal | 2024-06-24 | 2025-06-23
Master Changan Motors Limited | Pressure Gauge | PG-89 | MC | N/A | N/A | Paint Shop | Analog | 0 ~ 0.6 MPa | ± 0.01 MPa | Result In MPa | 0.6 | cal | 2024-06-24 | 2025-06-23
Master Changan Motors Limited | Pressure Gauge | PG-90 | MC | N/A | N/A | Paint Shop | Analog | 0 ~ 0.6 MPa | ± 0.01 MPa | Result In MPa | 0.6 | cal | 2024-06-24 | 2025-06-23
Master Changan Motors Limited | Pressure Gauge | PG-91 | MC | N/A | N/A | Paint Shop | Analog | 0 ~ 0.6 MPa | ± 0.01 MPa | Result In MPa | 0.6 | cal | 2024-06-24 | 2025-06-23
Master Changan Motors Limited | Pressure Gauge | PG-92 | MC | N/A | N/A | Paint Shop | Analog | 0 ~ 0.6 MPa | ± 0.01 MPa | Result In MPa | 0.6 | cal | 2024-06-24 | 2025-06-23
Master Changan Motors Limited | Pressure Gauge | PG-93 | MC | N/A | N/A | Paint Shop | Analog | 0 ~ 0.6 MPa | ± 0.01 MPa | Result In MPa | 0.6 | cal | 2024-06-24 | 2025-06-23
Master Changan Motors Limited | Pressure Gauge | PG-94 | MC | N/A | N/A | Paint Shop | Analog | 0 ~ 0.6 MPa | ± 0.01 MPa | Result In MPa | 0.6 | cal | 2024-06-24 | 2025-06-23
Master Changan Motors Limited | Pressure Gauge | PG-95 | MC | N/A | N/A | Paint Shop | Analog | 0 ~ 0.6 MPa | ± 0.01 MPa | Result In MPa | 0.6 | cal | 2024-06-24 | 2025-06-23
Master Changan Motors Limited | Pressure Gauge | PG-96 | MC | N/A | N/A | Paint Shop | Analog | 0 ~ 0.6 MPa | ± 0.01 MPa | Result In MPa | 0.6 | cal | 2024-06-24 | 2025-06-23
Master Changan Motors Limited | Pressure Gauge | PG-97 | MC | N/A | N/A | Paint Shop | Analog | 0 ~ 0.6 MPa | ± 0.01 MPa | Result In MPa | 0.6 | cal | 2024-06-24 | 2025-06-23
Master Changan Motors Limited | Pressure Gauge | PG-98 | MC | N/A | N/A | Paint Shop | Analog | 0 ~ 0.6 MPa | ± 0.01 MPa | Result In MPa | 0.6 | cal | 2024-06-24 | 2025-06-23
Master Changan Motors Limited | Pressure Gauge | PG-99 | MC | N/A | N/A | Paint Shop | Analog | 0 ~ 0.6 MPa | ± 0.01 MPa | Result In MPa | 0.6 | cal | 2024-06-24 | 2025-06-23
Master Changan Motors Limited | Pressure Gauge | TC-10 | Fujie | N/A | N/A | Paint Shop | Digital | -200 ~ 400°C | ± 5°C | Result In °C | 400 | cal | 2024-07-02 | 2025-07-01
Master Changan Motors Limited | Pressure Gauge | TC-11 | Fujie | N/A | N/A | Paint Shop | Digital | -200 ~ 400°C | ± 5°C | Result In °C | 400 | cal | 2024-07-02 | 2025-07-01
Master Changan Motors Limited | Pressure Gauge | TC-12 | Fujie | N/A | N/A | Paint Shop | Digital | -200 ~ 400°C | ± 5°C | Result In °C | 400 | cal | 2024-07-02 | 2025-07-01
Master Changan Motors Limited | Pressure Gauge | TC-13 | Fujie | N/A | N/A | Paint Shop | Digital | -200 ~ 400°C | ± 5°C | Result In °C | 400 | cal | 2024-07-02 | 2025-07-01
Master Changan Motors Limited | Pressure Gauge | TC-14 | Fujie | N/A | N/A | Paint Shop | Digital | -200 ~ 400°C | ± 5°C | Result In °C | 400 | cal | 2024-07-02 | 2025-07-01
Master Changan Motors Limited | Pressure Gauge | TC-15 | Fujie | N/A | N/A | Paint Shop | Digital | -200 ~ 400°C | ± 5°C | Result In °C | 400 | cal | 2024-07-02 | 2025-07-01
Master Changan Motors Limited | Pressure Gauge | TC-16 | Fujie | N/A | N/A | Paint Shop | Digital | -200 ~ 400°C | ± 5°C | Result In °C | 400 | cal | 2024-07-02 | 2025-07-01
Master Changan Motors Limited | Pressure Gauge | TC-17 | Fujie | N/A | N/A | Paint Shop | Digital | -200 ~ 400°C | ± 5°C | Result In °C | 400 | cal | 2024-07-02 | 2025-07-01
Master Changan Motors Limited | Pressure Gauge | TC-18 | Fujie | N/A | N/A | Paint Shop | Digital | -200 ~ 400°C | ± 5°C | Result In °C | 400 | cal | 2024-07-02 | 2025-07-01
Master Changan Motors Limited | Pressure Gauge | TC-19 | Fujie | N/A | N/A | Paint Shop | Digital | -200 ~ 400°C | ± 5°C | Result In °C | 400 | cal | 2024-07-02 | 2025-07-01
Master Changan Motors Limited | Pressure Gauge | TC-20 | Fujie | N/A | N/A | Paint Shop | Digital | -200 ~ 400°C | ± 5°C | Result In °C | 400 | cal | 2024-07-02 | 2025-07-01
Master Changan Motors Limited | Pressure Gauge | TC-21 | Honeywell | DC1020 | N/A | Paint Shop | Digital | -200 ~ 400°C | ± 5°C | Result In °C | 400 | cal | 2024-07-02 | 2025-07-01
Master Changan Motors Limited | Pressure Gauge | TC-22 | Fujie | N/A | N/A | Paint Shop | Digital | -200 ~ 400°C | ± 5°C | Result In °C | 400 | cal | 2024-07-02 | 2025-07-01
Master Changan Motors Limited | Pressure Gauge | TC-23 | Fujie | N/A | N/A | Paint Shop | Digital | -200 ~ 400°C | ± 5°C | Result In °C | 400 | cal | 2024-07-02 | 2025-07-01
Master Changan Motors Limited | Pressure Gauge | TC-24 | Fujie | N/A | N/A | Paint Shop | Digital | -200 ~ 400°C | ± 5°C | Result In °C | 400 | cal | 2024-07-02 | 2025-07-01
Master Changan Motors Limited | Pressure Gauge | TC-25 | Fujie | N/A | N/A | Paint Shop | Digital | -200 ~ 400°C | ± 5°C | Result In °C | 400 | cal | 2024-07-02 | 2025-07-01
Master Changan Motors Limited | Pressure Gauge | TC-26 | Fujie | N/A | N/A | Paint Shop | Digital | -200 ~ 400°C | ± 5°C | Result In °C | 400 | cal | 2024-07-02 | 2025-07-01
Master Changan Motors Limited | Pressure Gauge | TC-27 | Honeywell | DC1020 | N/A | Paint Shop | Digital | -200 ~ 400°C | ± 5°C | Result In °C | 400 | cal | 2024-07-02 | 2025-07-01
Master Changan Motors Limited | Pressure Gauge | TC-28 | Fujie | N/A | N/A | Paint Shop | Digital | -200 ~ 400°C | ± 5°C | Result In °C | 400 | cal | 2024-07-02 | 2025-07-01
Master Changan Motors Limited | Pressure Gauge | TC-29 | Fujie | N/A | N/A | Paint Shop | Digital | -200 ~ 400°C | ± 5°C | Result In °C | 400 | cal | 2024-07-02 | 2025-07-01
Master Changan Motors Limited | Pressure Gauge | TC-30 | Honeywell | DC1020 | N/A | Paint Shop | Digital | -200 ~ 400°C | ± 5°C | Result In °C | 400 | cal | 2024-07-02 | 2025-07-01
Master Changan Motors Limited | Flow Transmitter | TG-01 | MC | N/A | N/A | Paint Shop | Analog | 0 ~ 100°C | ± 1°C | Result In °C | 100 | cal | 2024-06-25 | 2025-06-24
Master Changan Motors Limited | Flow Transmitter | TG-02 | MC | N/A | N/A | Paint Shop | Analog | 0 ~ 100°C | ± 1°C | Result In °C | 100 | cal | 2024-06-25 | 2025-06-24
Master Changan Motors Limited | Flow Transmitter | TG-03 | MC | N/A | N/A | Paint Shop | Analog | 0 ~ 100°C | ± 1°C | Result In °C | 100 | cal | 2024-06-25 | 2025-06-24
Master Changan Motors Limited | Flow Transmitter | TG-04 | MC | N/A | N/A | Paint Shop | Analog | 0 ~ 100°C | ± 1°C | Result In °C | 100 | cal | 2024-06-25 | 2025-06-24
Master Changan Motors Limited | Flow Transmitter | TG-05 | MC | N/A | N/A | Paint Shop | Analog | 0 ~ 100°C | ± 1°C | Result In °C | 100 | cal | 2024-06-25 | OUT OF ORDER
Master Changan Motors Limited | Pressure Gauge | TG-06 | MC | N/A | N/A | Paint Shop | Analog | 0 ~ 100°C | ± 1°C | Result In °C | 100 | cal | 2024-06-25 | 2025-06-24
Master Changan Motors Limited | Pressure Gauge | TG-07 | MC | N/A | N/A | Paint Shop | Analog | 0 ~ 100°C | ± 1°C | Result In °C | 100 | cal | 2024-06-25 | 2025-06-24
Master Changan Motors Limited | Pressure Gauge | TG-08 | MC | N/A | N/A | Paint Shop | Analog | 0 ~ 100°C | ± 1°C | Result In °C | 100 | cal | 2024-06-25 | 2025-06-24
Master Changan Motors Limited | Pressure Gauge | TG-09 | MC | N/A | N/A | Paint Shop | Analog | 0 ~ 100°C | ± 1°C | Result In °C | 100 | cal | 2024-06-25 | 2025-06-24
Master Changan Motors Limited | Pressure Gauge | TG-10 | MC | N/A | N/A | Paint Shop | Analog | 0 ~ 100°C | ± 1°C | Result In °C | 100 | cal | 2024-06-25 | 2025-06-24
Master Changan Motors Limited | Pressure Gauge | TG-11 | MC | N/A | N/A | Paint Shop | Analog | 0 ~ 100°C | ± 1°C | Result In °C | 100 | cal | 2024-06-25 | 2025-06-24
Master Changan Motors Limited | Pressure Gauge | TG-12 | MC | N/A | N/A | Paint Shop | Analog | 0 ~ 100°C | ± 1°C | Result In °C | 100 | cal | 2024-06-25 | 2025-06-24
Master Changan Motors Limited | Pressure Gauge | TG-13 | MC | N/A | N/A | Paint Shop | Analog | 0 ~ 100°C | ± 1°C | Result In °C | 100 | cal | 2024-06-25 | 2025-06-24
Master Changan Motors Limited | Pressure Gauge | TG-14 | MC | N/A | N/A | Paint Shop | Analog | 0 ~ 100°C | ± 1°C | Result In °C | 100 | cal | 2024-06-25 | 2025-06-24
Master Changan Motors Limited | Pressure Gauge | TG-15 | MC | N/A | N/A | Paint Shop | Analog | 0 ~ 100°C | ± 1°C | Result In °C | 100 | cal | 2024-06-25 | 2025-06-24
Master Changan Motors Limited | Pressure Gauge | TG-16 | MC | N/A | N/A | Paint Shop | Analog | 0 ~ 100°C | ± 1°C | Result In °C | 100 | cal | 2024-06-25 | OUT OF ORDER
Master Changan Motors Limited | Pressure Gauge | TG-17 | MC | N/A | N/A | Paint Shop | Analog | 0 ~ 100°C | ± 1°C | Result In °C | 100 | cal | 2024-06-25 | 2025-06-24
Master Changan Motors Limited | Pressure Gauge | TG-18 | MC | N/A | N/A | Paint Shop | Analog | 0 ~ 100°C | ± 1°C | Result In °C | 100 | cal | 2024-06-25 | 2025-06-24
Master Changan Motors Limited | Pressure Gauge | TG-19 | MC | N/A | N/A | Paint Shop | Analog | 0 ~ 100°C | ± 1°C | Result In °C | 100 | cal | 2024-06-25 | 2025-06-24
Master Changan Motors Limited | Pressure Gauge | TG-20 | Empeo | N/A | N/A | Paint Shop | Analog | 0 ~ 120°C | ± 1°C | Result In °C | 120 | cal | 2024-06-25 | 2025-06-24
Master Changan Motors Limited | Pressure Gauge | TG-21 | MC | N/A | N/A | Paint Shop | Analog | 0 ~ 100°C | ± 1°C | Result In °C | 100 | cal | 2024-06-25 | 2025-06-24
Master Changan Motors Limited | Pressure Gauge | TG-22 | Empeo | N/A | N/A | Paint Shop | Analog | 0 ~ 120°C | ± 1°C | Result In °C | 120 | cal | 2024-06-25 | 2025-06-24
Master Changan Motors Limited | Pressure Gauge | TG-23 | MC | N/A | N/A | Paint Shop | Analog | 0 ~ 100°C | ± 1°C | Result In °C | 100 | cal | 2024-06-25 | 2025-06-24
Master Changan Motors Limited | Pressure Gauge | TG-24 | MC | N/A | N/A | Paint Shop | Analog | 0 ~ 100°C | ± 1°C | Result In °C | 100 | cal | 2024-06-25 | 2025-06-24
Master Changan Motors Limited | Pressure Gauge | TG-25 | MC | N/A | N/A | Paint Shop | Analog | 0 ~ 100°C | ± 1°C | Result In °C | 100 | cal | 2024-06-25 | OUT OF ORDER
Master Changan Motors Limited | Pressure Gauge | TG-26 | MC | N/A | N/A | Paint Shop | Analog | 0 ~ 100°C | ± 1°C | Result In °C | 100 | cal | 2024-06-25 | 2025-06-24
Master Changan Motors Limited | Pressure Gauge | PG-01 | MC | N/A | N/A | Paint Shop AHU Chiller | Analog | 0 ~ 1 MPa | ± 0.01 MPa | Result In MPa | 1 | cal | 2024-07-02 | 2025-07-01
Master Changan Motors Limited | Pressure Gauge | PG-02 | SSI | N/A | N/A | Paint Shop AHU Chiller | Analog | 0 ~ 1 MPa | ± 0.01 MPa | Result In MPa | 1 | cal | 2024-07-02 | 2025-07-01
Master Changan Motors Limited | Pressure Gauge | PG-03 | N/A | N/A | N/A | Paint Shop AHU Chiller | Analog | 0 ~ 60 KPa | ± 0.2 KPa | Result In KPa | 60 | cal | 2024-07-02 | 2025-07-01
Master Changan Motors Limited | Pressure Gauge | PG-04 | N/A | N/A | N/A | Paint Shop AHU Chiller | Analog | 0 ~ 20 KPa | ± 0.2 KPa | Result In KPa | 20 | cal | 2024-07-02 | 2025-07-01
Master Changan Motors Limited | Pressure Gauge | PG-05 | N/A | N/A | N/A | Paint Shop AHU Chiller | Analog | 0 ~ 10 KPa | ± 0.1 KPa | Result In KPa | 10 | cal | 2024-07-02 | 2025-07-01
Master Changan Motors Limited | Pressure Gauge | PG-06 | N/A | N/A | N/A | Paint Shop AHU Chiller | Analog | 0 ~ 10 KPa | ± 0.1 KPa | Result In KPa | 10 | cal | 2024-07-02 | 2025-07-01
Master Changan Motors Limited | Pressure Gauge | PG-07 | N/A | N/A | N/A | Paint Shop AHU Chiller | Analog | 0 ~ 20 KPa | ± 0.2 KPa | Result In KPa | 20 | cal | 2024-07-02 | 2025-07-01
Master Changan Motors Limited | Pressure Gauge | PG-08 | MC | N/A | N/A | Paint Shop AHU Chiller | Analog | 0 ~ 1 MPa | ± 0.01 MPa | Result In MPa | 1 | cal | 2024-07-02 | 2025-07-01
Master Changan Motors Limited | Pressure Gauge | PG-09 | SSI | N/A | N/A | Paint Shop AHU Chiller | Analog | 0 ~ 1 MPa | ± 0.01 MPa | Result In MPa | 1 | cal | 2024-07-02 | 2025-07-01
Master Changan Motors Limited | Pressure Gauge | PG-10 | N/A | N/A | N/A | Paint Shop AHU Chiller | Analog | 0 ~ 60 KPa | ± 0.2 KPa | Result In KPa | 60 | cal | 2024-07-02 | 2025-07-01
Master Changan Motors Limited | Pressure Gauge | PG-11 | N/A | N/A | N/A | Paint Shop AHU Chiller | Analog | 0 ~ 20 KPa | ± 0.2 KPa | Result In KPa | 20 | cal | 2024-07-02 | 2025-07-01
Master Changan Motors Limited | Pressure Gauge | PG-12 | N/A | N/A | N/A | Paint Shop AHU Chiller | Analog | 0 ~ 10 KPa | ± 0.1 KPa | Result In KPa | 10 | cal | 2024-07-02 | 2025-07-01
Master Changan Motors Limited | Pressure Gauge | PG-13 | N/A | N/A | N/A | Paint Shop AHU Chiller | Analog | 0 ~ 20 KPa | ± 0.2 KPa | Result In KPa | 20 | cal | 2024-07-02 | 2025-07-01
Master Changan Motors Limited | Pressure Gauge | PG-14 | N/A | N/A | N/A | Paint Shop AHU Chiller | Analog | 0 ~ 20 KPa | ± 0.2 KPa | Result In KPa | 20 | cal | 2024-07-02 | 2025-07-01
Master Changan Motors Limited | Pressure Gauge | TG-01 | WSS | N/A | N/A | Paint Shop AHU Chiller | Analog | 0 ~ 50°C | ± 0.5°C | Result In °C | 50 | cal | 2024-07-02 | 2025-07-01
Master Changan Motors Limited | Pressure Gauge | TG-02 | WSS | N/A | N/A | Paint Shop AHU Chiller | Analog | 0 ~ 50°C | ± 0.5°C | Result In °C | 50 | cal | 2024-07-02 | 2025-07-01
Master Changan Motors Limited | Pressure Gauge | TG-03 | WSS | N/A | N/A | Paint Shop AHU Chiller | Analog | 0 ~ 50°C | ± 0.5°C | Result In °C | 50 | cal | 2024-07-02 | 2025-07-01
Master Changan Motors Limited | Pressure Gauge | TG-04 | WSS | N/A | N/A | Paint Shop AHU Chiller | Analog | 0 ~ 50°C | ± 0.5°C | Result In °C | 50 | cal | 2024-07-02 | 2025-07-01
Master Changan Motors Limited | Pressure Gauge | PG-01 | SSI | N/A | N/A | Paint Shop Chiller | Analog | 0 ~ 0.6 MPa | ± 0.01 MPa | Result In MPa | 0.6 | cal | 2024-06-13 | 2025-06-12
Master Changan Motors Limited | Pressure Gauge | PG-02 | SSI | N/A | N/A | Paint Shop Chiller | Analog | 0 ~ 0.6 MPa | ± 0.01 MPa | Result In MPa | 0.6 | cal | 2024-06-13 | 2025-06-12
Master Changan Motors Limited | Pressure Gauge | PG-03 | SSI | N/A | N/A | Paint Shop Chiller | Analog | 0 ~ 0.6 MPa | ± 0.01 MPa | Result In MPa | 0.6 | cal | 2024-06-13 | 2025-06-12
Master Changan Motors Limited | Pressure Gauge | PG-04 | SSI | N/A | N/A | Paint Shop Chiller | Analog | 0 ~ 0.6 MPa | ± 0.01 MPa | Result In MPa | 0.6 | cal | 2024-06-13 | 2025-06-12
Master Changan Motors Limited | Pressure Gauge | PG-05 | SSI | N/A | N/A | Paint Shop Chiller | Analog | 0 ~ 0.6 MPa | ± 0.01 MPa | Result In MPa | 0.6 | cal | 2024-06-13 | 2025-06-12
Master Changan Motors Limited | Pressure Gauge | PG-06 | SSI | N/A | N/A | Paint Shop Chiller | Analog | 0 ~ 0.6 MPa | ± 0.01 MPa | Result In MPa | 0.6 | cal | 2024-06-13 | 2025-06-12
Master Changan Motors Limited | Pressure Gauge | PG-07 | SSI | N/A | N/A | Paint Shop Chiller | Analog | 0 ~ 0.6 MPa | ± 0.01 MPa | Result In MPa | 0.6 | cal | 2024-06-13 | 2025-06-12
Master Changan Motors Limited | Pressure Gauge | PG-08 | SSI | N/A | N/A | Paint Shop Chiller | Analog | 0 ~ 0.6 MPa | ± 0.01 MPa | Result In MPa | 0.6 | cal | 2024-06-13 | 2025-06-12
Master Changan Motors Limited | Pressure Gauge | PG-09 | SSI | N/A | N/A | Paint Shop Chiller | Analog | 0 ~ 0.6 MPa | ± 0.01 MPa | Result In MPa | 0.6 | cal | 2024-06-13 | 2025-06-12
Master Changan Motors Limited | Pressure Gauge | PG-10 | SSI | N/A | N/A | Paint Shop Chiller | Analog | 0 ~ 0.6 MPa | ± 0.01 MPa | Result In MPa | 0.6 | cal | 2024-06-13 | 2025-06-12
Master Changan Motors Limited | Pressure Gauge | PG-11 | SSI | N/A | N/A | Paint Shop Chiller | Analog | 0 ~ 1 MPa | ± 0.01 MPa | Result In MPa | 1 | cal | 2024-06-13 | 2025-06-12
Master Changan Motors Limited | Pressure Gauge | PG-12 | SSI | N/A | N/A | Paint Shop Chiller | Analog | 0 ~ 1 MPa | ± 0.01 MPa | Result In MPa | 1 | cal | 2024-06-13 | 2025-06-12
Master Changan Motors Limited | Pressure Gauge | PG-13 | Wika | N/A | N/A | Paint Shop Chiller | Analog | 0 ~ 10 Bar | ± 0.1 Bar | Result In Bar | 10 | cal | 2024-06-13 | 2025-06-12
Master Changan Motors Limited | Pressure Gauge | PG-14 | Wika | N/A | N/A | Paint Shop Chiller | Analog | 0 ~ 10 Bar | ± 0.1 Bar | Result In Bar | 10 | cal | 2024-06-13 | 2025-06-12
Master Changan Motors Limited | Pressure Gauge | PG-15 | Weiss | N/A | N/A | Paint Shop Chiller | Analog | 0 ~ 7 Bar | ± 0.1 Bar | Result In Bar | 7 | cal | 2024-06-13 | 2025-06-12
Master Changan Motors Limited | Pressure Gauge | PG-16 | Weiss | N/A | N/A | Paint Shop Chiller | Analog | 0 ~ 7 Bar | ± 0.1 Bar | Result In Bar | 7 | cal | 2024-06-14 | 2025-06-13
Master Changan Motors Limited | Pressure Gauge | PG-17 | Weiss | N/A | N/A | Paint Shop Chiller | Analog | 0 ~ 7 Bar | ± 0.1 Bar | Result In Bar | 7 | cal | 2024-06-14 | 2025-06-13
Master Changan Motors Limited | Pressure Gauge | PG-18 | Weiss | N/A | N/A | Paint Shop Chiller | Analog | 0 ~ 7 Bar | ± 0.1 Bar | Result In Bar | 7 | cal | 2024-06-14 | 2025-06-13
Master Changan Motors Limited | Pressure Gauge | PG-19 | SSI | N/A | N/A | Paint Shop Chiller | Analog | 0 ~ 0.6 MPa | ± 0.01 MPa | Result In MPa | 0.6 | cal | 2024-06-14 | 2025-06-13
Master Changan Motors Limited | Pressure Gauge | PG-20 | SSI | N/A | N/A | Paint Shop Chiller | Analog | 0 ~ 0.6 MPa | ± 0.01 MPa | Result In MPa | 0.6 | cal | 2024-06-14 | 2025-06-13
Master Changan Motors Limited | Pressure Gauge | PG-21 | SSI | N/A | N/A | Paint Shop Chiller | Analog | 0 ~ 0.6 MPa | ± 0.01 MPa | Result In MPa | 0.6 | cal | 2024-06-14 | 2025-06-13
Master Changan Motors Limited | Pressure Gauge | PG-22 | SSI | N/A | N/A | Paint Shop Chiller | Analog | 0 ~ 0.6 MPa | ± 0.01 MPa | Result In MPa | 0.6 | cal | 2024-06-14 | 2025-06-13
Master Changan Motors Limited | Pressure Gauge | PG-01 | SMC | N/A | N/A | Paint Shop FRL | Analog | 0 ~ 1 MPa | ± 0.01 MPa | Result In MPa | 1 | cal | 2024-07-01 | 2025-06-30
Master Changan Motors Limited | Pressure Gauge | PG-02 | SMC | N/A | N/A | Paint Shop FRL | Analog | 0 ~ 1 MPa | ± 0.01 MPa | Result In MPa | 1 | cal | 2024-07-01 | 2025-06-30
Master Changan Motors Limited | Pressure Gauge | PG-03 | SMC | N/A | N/A | Paint Shop FRL | Analog | 0 ~ 1 MPa | ± 0.01 MPa | Result In MPa | 1 | cal | 2024-07-01 | 2025-06-30
Master Changan Motors Limited | Pressure Gauge | PG-04 | SMC | N/A | N/A | Paint Shop FRL | Analog | 0 ~ 1 MPa | ± 0.01 MPa | Result In MPa | 1 | cal | 2024-07-01 | 2025-06-30
Master Changan Motors Limited | Pressure Gauge | PG-05 | SMC | N/A | N/A | Paint Shop FRL | Analog | 0 ~ 1 MPa | ± 0.01 MPa | Result In MPa | 1 | cal | 2024-07-01 | 2025-06-30
Master Changan Motors Limited | Pressure Gauge | PG-06 | N/A | N/A | N/A | Paint Shop FRL | Analog | 0 ~ 150 Psi | ± 5 Psi | Result In Psi | 150 | cal | 2024-07-01 | 2025-06-30
Master Changan Motors Limited | Pressure Gauge | PG-07 | N/A | N/A | N/A | Paint Shop FRL | Analog | 0 ~ 150 Psi | ± 5 Psi | Result In Psi | 150 | cal | 2024-07-01 | 2025-06-30
Master Changan Motors Limited | Pressure Gauge | PG-08 | N/A | N/A | N/A | Paint Shop FRL | Analog | 0 ~ 150 Psi | ± 5 Psi | Result In Psi | 150 | cal | 2024-07-01 | 2025-06-30
Master Changan Motors Limited | Pressure Gauge | PG-09 | Graco | N/A | N/A | Paint Shop FRL | Analog | 0 ~ 100 Psi | ± 5 Psi | Result In Psi | 100 | cal | 2024-07-01 | 2025-06-30
Master Changan Motors Limited | Pressure Gauge | PG-10 | Graco | N/A | N/A | Paint Shop FRL | Analog | 0 ~ 100 Psi | ± 5 Psi | Result In Psi | 100 | cal | 2024-07-01 | 2025-06-30
Master Changan Motors Limited | Pressure Gauge | PG-11 | Graco | N/A | N/A | Paint Shop FRL | Analog | 0 ~ 100 Psi | ± 5 Psi | Result In Psi | 100 | cal | 2024-07-01 | 2025-06-30
Master Changan Motors Limited | Pressure Gauge | PG-12 | Graco | N/A | N/A | Paint Shop FRL | Analog | 0 ~ 100 Psi | ± 5 Psi | Result In Psi | 100 | cal | 2024-07-01 | 2025-06-30
Master Changan Motors Limited | Pressure Gauge | PG-13 | Graco | N/A | N/A | Paint Shop FRL | Analog | 0 ~ 100 Psi | ± 5 Psi | Result In Psi | 100 | cal | 2024-07-01 | 2025-06-30
Master Changan Motors Limited | Pressure Gauge | PG-14 | Graco | N/A | N/A | Paint Shop FRL | Analog | 0 ~ 100 Psi | ± 5 Psi | Result In Psi | 100 | cal | 2024-07-01 | 2025-06-30
Master Changan Motors Limited | Pressure Gauge | PG-15 | Graco | N/A | N/A | Paint Shop FRL | Analog | 0 ~ 100 Psi | ± 5 Psi | Result In Psi | 100 | cal | 2024-07-01 | 2025-06-30
Master Changan Motors Limited | Pressure Gauge | PG-16 | Graco | N/A | N/A | Paint Shop FRL | Analog | 0 ~ 100 Psi | ± 5 Psi | Result In Psi | 100 | cal | 2024-07-01 | 2025-06-30
Master Changan Motors Limited | Pressure Gauge | TC-01 | Fujie | N/A | N/A | Paint Shop FRL | Digital | 0 ~ 300°C | ± 3°C | Result In °C | 300 | cal | 2024-07-01 | 2025-06-30
Master Changan Motors Limited | Pressure Gauge | TC-02 | Honeywell | DC1020 | N/A | Paint Shop FRL | Digital | 0 ~ 300°C | ± 3°C | Result In °C | 300 | cal | 2024-07-01 | 2025-06-30
Master Changan Motors Limited | Pressure Gauge | TC-03 | Honeywell | DC1020 | N/A | Paint Shop FRL | Digital | 0 ~ 300°C | ± 3°C | Result In °C | 300 | cal | 2024-07-01 | 2025-06-30
Master Changan Motors Limited | Pressure Gauge | TC-04 | Honeywell | DC1020 | N/A | Paint Shop FRL | Digital | 0 ~ 300°C | ± 3°C | Result In °C | 300 | cal | 2024-07-01 | 2025-06-30
Master Changan Motors Limited | Pressure Gauge | TC-05 | Fujie | N/A | N/A | Paint Shop FRL | Digital | 0 ~ 300°C | ± 3°C | Result In °C | 300 | cal | 2024-07-01 | 2025-06-30
Master Changan Motors Limited | Pressure Gauge | TC-06 | Honeywell | DC1020 | N/A | Paint Shop FRL | Digital | 0 ~ 300°C | ± 3°C | Result In °C | 300 | cal | 2024-07-01 | 2025-06-30
Master Changan Motors Limited | Pressure Gauge | TC-07 | Honeywell | DC1020 | N/A | Paint Shop FRL | Digital | 0 ~ 300°C | ± 3°C | Result In °C | 300 | cal | 2024-07-01 | 2025-06-30
Master Changan Motors Limited | Pressure Gauge | TC-08 | Honeywell | DC1020 | N/A | Paint Shop FRL | Digital | 0 ~ 300°C | ± 3°C | Result In °C | 300 | cal | 2024-07-01 | 2025-06-30
Master Changan Motors Limited | Pressure Gauge | TC-09 | Fujie | N/A | N/A | Paint Shop FRL | Digital | 0 ~ 300°C | ± 3°C | Result In °C | 300 | cal | 2024-07-01 | 2025-06-30
Master Changan Motors Limited | Pressure Gauge | FT-02 | KAFLOW | N/A | N/A | RO Plant | Digital | 0 ~ 1.6 m³/h | ± 0.5% Fs | Result In m³/h | 1.6 | cal | 2024-07-02 | 2025-07-01
Master Changan Motors Limited | Pressure Gauge | FT-03 | Kaflon | N/A | N/A | RO Plant | Digital | 0 ~ 1.6 m³/h | ± 0.5% Fs | Result In m³/h | 1.6 | cal | 2024-07-02 | 2025-07-01
Master Changan Motors Limited | Pressure Gauge | PG-01 | SMC | N/A | N/A | Weld Shop | Analog | 0 ~ 1 MPa | ± 0.01 MPa | Result In MPa | 1 | cal | 2024-06-25 | 2025-06-24
Master Changan Motors Limited | Pressure Gauge | PG-02 | MC | N/A | N/A | Weld Shop | Analog | 0 ~ 150 Psi | ± 5 Psi | Result In Psi | 150 | cal | 2024-06-25 | 2025-06-24
Master Changan Motors Limited | Pressure Gauge | PG-03 | MC | N/A | N/A | Weld Shop | Analog | 0 ~ 150 Psi | ± 5 Psi | Result In Psi | 150 | cal | 2024-06-25 | 2025-06-24
Master Changan Motors Limited | Pressure Gauge | PG-04 | SMC | N/A | N/A | Weld Shop | Analog | 0 ~ 1 MPa | ± 0.01 MPa | Result In MPa | 1 | cal | 2024-06-25 | 2025-06-24
Master Changan Motors Limited | Pressure Gauge | PG-05 | SMC | N/A | N/A | Weld Shop | Analog | 0 ~ 1 MPa | ± 0.01 MPa | Result In MPa | 1 | cal | 2024-06-25 | 2025-06-24
Master Changan Motors Limited | Pressure Gauge | PG-06 | SMC | N/A | N/A | Weld Shop | Analog | 0 ~ 1 MPa | ± 0.01 MPa | Result In MPa | 1 | cal | 2024-06-25 | 2025-06-24
Master Changan Motors Limited | Pressure Gauge | PG-07 | SMC | N/A | N/A | Weld Shop | Analog | 0 ~ 1 MPa | ± 0.01 MPa | Result In MPa | 1 | cal | 2024-06-25 | 2025-06-24
Master Changan Motors Limited | Pressure Gauge | PG-08 | SMC | N/A | N/A | Weld Shop | Analog | 0 ~ 10 Bar | ± 0.1 Bar | Result In Bar | 10 | cal | 2024-06-25 | 2025-06-24
Master Changan Motors Limited | Pressure Gauge | PG-09 | SMC | N/A | N/A | Weld Shop | Analog | 0 ~ 1 MPa | ± 0.01 MPa | Result In MPa | 1 | cal | 2024-06-25 | 2025-06-24
Master Changan Motors Limited | Pressure Gauge | PG-10 | SMC | N/A | N/A | Weld Shop | Analog | 0 ~ 1 MPa | ± 0.01 MPa | Result In MPa | 1 | cal | 2024-06-25 | OUT OF ORDER
Master Changan Motors Limited | Pressure Gauge | PG-100 | SMC | N/A | N/A | Weld Shop | Analog | 0 ~ 1 MPa | ± 0.01 MPa | Result In MPa | 1 | cal | 2024-06-27 | 2025-06-26
Master Changan Motors Limited | Pressure Gauge | PG-101 | SMC | N/A | N/A | Weld Shop | Analog | 0 ~ 1 MPa | ± 0.01 MPa | Result In MPa | 1 | cal | 2024-06-27 | 2025-06-26
Master Changan Motors Limited | Pressure Gauge | PG-102 | SMC | N/A | N/A | Weld Shop | Analog | 0 ~ 1 MPa | ± 0.01 MPa | Result In MPa | 1 | cal | 2024-06-27 | 2025-06-26
Master Changan Motors Limited | Pressure Gauge | PG-103 | SMC | N/A | N/A | Weld Shop | Analog | 0 ~ 1 MPa | ± 0.01 MPa | Result In MPa | 1 | cal | 2024-06-27 | 2025-06-26
Master Changan Motors Limited | Pressure Gauge | PG-104 | SMC | N/A | N/A | Weld Shop | Analog | 0 ~ 1 MPa | ± 0.01 MPa | Result In MPa | 1 | cal | 2024-06-27 | 2025-06-26
Master Changan Motors Limited | Pressure Gauge | PG-105 | SMC | N/A | N/A | Weld Shop | Analog | 0 ~ 1 MPa | ± 0.01 MPa | Result In MPa | 1 | cal | 2024-06-27 | 2025-06-26
Master Changan Motors Limited | Pressure Gauge | PG-106 | SMC | N/A | N/A | Weld Shop | Analog | 0 ~ 1 MPa | ± 0.01 MPa | Result In MPa | 1 | cal | 2024-06-27 | 2025-06-26
Master Changan Motors Limited | Pressure Gauge | PG-107 | SMC | N/A | N/A | Weld Shop | Analog | 0 ~ 1 MPa | ± 0.01 MPa | Result In MPa | 1 | cal | 2024-06-27 | 2025-06-26
Master Changan Motors Limited | Pressure Gauge | PG-108 | SMC | N/A | N/A | Weld Shop | Analog | 0 ~ 1 MPa | ± 0.01 MPa | Result In MPa | 1 | cal | 2024-06-27 | 2025-06-26
Master Changan Motors Limited | Pressure Gauge | PG-109 | SMC | N/A | N/A | Weld Shop | Analog | 0 ~ 1 MPa | ± 0.01 MPa | Result In MPa | 1 | cal | 2024-06-27 | 2025-06-26
Master Changan Motors Limited | Pressure Gauge | PG-11 | SMC | N/A | N/A | Weld Shop | Analog | 0 ~ 1 MPa | ± 0.01 MPa | Result In MPa | 1 | cal | 2024-06-25 | 2025-06-24
Master Changan Motors Limited | Pressure Gauge | PG-110 | SMC | N/A | N/A | Weld Shop | Analog | 0 ~ 1 MPa | ± 0.01 MPa | Result In MPa | 1 | cal | 2024-06-27 | 2025-06-26
Master Changan Motors Limited | Pressure Gauge | PG-111 | SMC | N/A | N/A | Weld Shop | Analog | 0 ~ 1 MPa | ± 0.01 MPa | Result In MPa | 1 | cal | 2024-06-27 | 2025-06-26
Master Changan Motors Limited | Pressure Gauge | PG-112 | SMC | N/A | N/A | Weld Shop | Analog | 0 ~ 1 MPa | ± 0.01 MPa | Result In MPa | 1 | cal | 2024-06-27 | 2025-06-26
Master Changan Motors Limited | Temperature Controller | PG-113 | SMC | N/A | N/A | Weld Shop | Analog | 0 ~ 1 MPa | ± 0.01 MPa | Result In MPa | 1 | ver | 2024-06-27 | 2025-06-26
Master Changan Motors Limited | Temperature Controller | PG-114 | SMC | N/A | N/A | Weld Shop | Analog | 0 ~ 1 MPa | ± 0.01 MPa | Result In MPa | 1 | ver | 2024-06-27 | 2025-06-26
Master Changan Motors Limited | Temperature Controller | PG-115 | SMC | N/A | N/A | Weld Shop | Analog | 0 ~ 1 MPa | ± 0.01 MPa | Result In MPa | 1 | ver | 2024-06-27 | 2025-06-26
Master Changan Motors Limited | Temperature Controller | PG-116 | SMC | N/A | N/A | Weld Shop | Analog | 0 ~ 1 MPa | ± 0.01 MPa | Result In MPa | 1 | ver | 2024-06-27 | 2025-06-26
Master Changan Motors Limited | Temperature Controller | PG-117 | SMC | N/A | N/A | Weld Shop | Analog | 0 ~ 1 MPa | ± 0.01 MPa | Result In MPa | 1 | ver | 2024-06-27 | 2025-06-26
Master Changan Motors Limited | Temperature Controller | PG-118 | SMC | N/A | N/A | Weld Shop | Analog | 0 ~ 1 MPa | ± 0.01 MPa | Result In MPa | 1 | ver | 2024-06-27 | 2025-06-26
Master Changan Motors Limited | Temperature Controller | PG-119 | SMC | N/A | N/A | Weld Shop | Analog | 0 ~ 1 MPa | ± 0.01 MPa | Result In MPa | 1 | ver | 2024-06-27 | 2025-06-26
Master Changan Motors Limited | Pressure Gauge | PG-12 | SMC | N/A | N/A | Weld Shop | Analog | 0 ~ 1 MPa | ± 0.01 MPa | Result In MPa | 1 | cal | 2024-06-25 | 2025-06-24
Master Changan Motors Limited | Temperature Controller | PG-120 | SMC | N/A | N/A | Weld Shop | Analog | 0 ~ 1 MPa | ± 0.01 MPa | Result In MPa | 1 | ver | 2024-06-27 | 2025-06-26
Master Changan Motors Limited | Temperature Controller | PG-121 | SMC | N/A | N/A | Weld Shop | Analog | 0 ~ 1 MPa | ± 0.01 MPa | Result In MPa | 1 | ver | 2024-06-27 | 2025-06-26
Master Changan Motors Limited | Temperature Controller | PG-122 | SMC | N/A | N/A | Weld Shop | Analog | 0 ~ 1 MPa | ± 0.01 MPa | Result In MPa | 1 | ver | 2024-06-27 | 2025-06-26
Master Changan Motors Limited | Temperature Controller | PG-123 | SMC | N/A | N/A | Weld Shop | Analog | 0 ~ 1 MPa | ± 0.01 MPa | Result In MPa | 1 | ver | 2024-06-27 | 2025-06-26
Master Changan Motors Limited | Temperature Controller | PG-124 | SMC | N/A | N/A | Weld Shop | Analog | 0 ~ 1 MPa | ± 0.01 MPa | Result In MPa | 1 | ver | 2024-06-27 | 2025-06-26
Master Changan Motors Limited | Temperature Controller | PG-125 | SMC | N/A | N/A | Weld Shop | Analog | 0 ~ 1 MPa | ± 0.01 MPa | Result In MPa | 1 | ver | 2024-06-27 | 2025-06-26
Master Changan Motors Limited | Temperature Controller | PG-126 | SMC | N/A | N/A | Weld Shop | Analog | 0 ~ 1 MPa | ± 0.01 MPa | Result In MPa | 1 | ver | 2024-06-27 | 2025-06-26
Master Changan Motors Limited | Temperature Controller | PG-127 | SMC | N/A | N/A | Weld Shop | Analog | 0 ~ 1 MPa | ± 0.01 MPa | Result In MPa | 1 | ver | 2024-06-27 | 2025-06-26
Master Changan Motors Limited | Temperature Controller | PG-128 | SMC | N/A | N/A | Weld Shop | Analog | 0 ~ 1 MPa | ± 0.01 MPa | Result In MPa | 1 | ver | 2024-06-27 | 2025-06-26
Master Changan Motors Limited | Temperature Controller | PG-129 | SMC | N/A | N/A | Weld Shop | Analog | 0 ~ 1 MPa | ± 0.01 MPa | Result In MPa | 1 | ver | 2024-06-27 | 2025-06-26
Master Changan Motors Limited | Pressure Gauge | PG-13 | SMC | N/A | N/A | Weld Shop | Analog | 0 ~ 1 MPa | ± 0.01 MPa | Result In MPa | 1 | cal | 2024-06-25 | 2025-06-24
Master Changan Motors Limited | Temperature Controller | PG-130 | SMC | N/A | N/A | Weld Shop | Analog | 0 ~ 1 MPa | ± 0.01 MPa | Result In MPa | 1 | ver | 2024-06-27 | 2025-06-26
Master Changan Motors Limited | Temperature Controller | PG-131 | SMC | N/A | N/A | Weld Shop | Analog | 0 ~ 1 MPa | ± 0.01 MPa | Result In MPa | 1 | ver | 2024-06-27 | 2025-06-26
Master Changan Motors Limited | Temperature Controller | PG-132 | SMC | N/A | N/A | Weld Shop | Analog | 0 ~ 1 MPa | ± 0.01 MPa | Result In MPa | 1 | ver | 2024-06-27 | 2025-06-26
Master Changan Motors Limited | Temperature Controller | PG-132 | SMC | N/A | N/A | Weld Shop | Analog | 0 ~ 1 MPa | ± 0.01 MPa | Result In MPa | 1 | ver | 2024-06-27 | 2025-06-26
Master Changan Motors Limited | Temperature Gauge | PG-133 | SMC | N/A | N/A | Weld Shop | Analog | 0 ~ 1 MPa | ± 0.01 MPa | Result In MPa | 1 | cal | 2024-06-27 | 2025-06-26
Master Changan Motors Limited | Temperature Gauge | PG-134 | SMC | N/A | N/A | Weld Shop | Analog | 0 ~ 1 MPa | ± 0.01 MPa | Result In MPa | 1 | cal | 2024-06-27 | 2025-06-26
Master Changan Motors Limited | Temperature Gauge | PG-135 | SMC | N/A | N/A | Weld Shop | Analog | 0 ~ 1 MPa | ± 0.01 MPa | Result In MPa | 1 | cal | 2024-06-27 | 2025-06-26
Master Changan Motors Limited | Temperature Gauge | PG-136 | SMC | N/A | N/A | Weld Shop | Analog | 0 ~ 1 MPa | ± 0.01 MPa | Result In MPa | 1 | cal | 2024-06-27 | 2025-06-26
Master Changan Motors Limited | Temperature Gauge | PG-137 | SMC | N/A | N/A | Weld Shop | Analog | 0 ~ 1 MPa | ± 0.01 MPa | Result In MPa | 1 | cal | 2024-06-27 | 2025-06-26
Master Changan Motors Limited | Temperature Gauge | PG-138 | SMC | N/A | N/A | Weld Shop | Analog | 0 ~ 1 MPa | ± 0.01 MPa | Result In MPa | 1 | cal | 2024-06-27 | 2025-06-26
Master Changan Motors Limited | Temperature Gauge | PG-139 | SMC | N/A | N/A | Weld Shop | Analog | 0 ~ 1 MPa | ± 0.01 MPa | Result In MPa | 1 | cal | 2024-06-27 | 2025-06-26
Master Changan Motors Limited | Pressure Gauge | PG-14 | SMC | N/A | N/A | Weld Shop | Analog | 0 ~ 1 MPa | ± 0.01 MPa | Result In MPa | 1 | cal | 2024-06-25 | 2025-06-24
Master Changan Motors Limited | Temperature Gauge | PG-140 | SMC | N/A | N/A | Weld Shop | Analog | 0 ~ 1 MPa | ± 0.01 MPa | Result In MPa | 1 | cal | 2024-06-27 | 2025-06-26
Master Changan Motors Limited | Temperature Gauge | PG-141 | SMC | N/A | N/A | Weld Shop | Analog | 0 ~ 1 MPa | ± 0.01 MPa | Result In MPa | 1 | cal | 2024-06-27 | 2025-06-26
Master Changan Motors Limited | Temperature Gauge | PG-142 | SMC | N/A | N/A | Weld Shop | Analog | 0 ~ 1 MPa | ± 0.01 MPa | Result In MPa | 1 | cal | 2024-06-27 | 2025-06-26
Master Changan Motors Limited | Temperature Gauge | PG-143 | SMC | N/A | N/A | Weld Shop | Analog | 0 ~ 1 MPa | ± 0.01 MPa | Result In MPa | 1 | cal | 2024-06-27 | 2025-06-26
Master Changan Motors Limited | Temperature Gauge | PG-144 | SMC | N/A | N/A | Weld Shop | Analog | 0 ~ 1 MPa | ± 0.01 MPa | Result In MPa | 1 | cal | 2024-06-27 | 2025-06-26
Master Changan Motors Limited | Temperature Gauge | PG-145 | SMC | N/A | N/A | Weld Shop | Analog | 0 ~ 1 MPa | ± 0.01 MPa | Result In MPa | 1 | cal | 2024-06-27 | 2025-06-26
Master Changan Motors Limited | Temperature Gauge | PG-146 | SMC | N/A | N/A | Weld Shop | Analog | 0 ~ 1 MPa | ± 0.01 MPa | Result In MPa | 1 | cal | 2024-06-27 | 2025-06-26
Master Changan Motors Limited | Temperature Gauge | PG-147 | SMC | N/A | N/A | Weld Shop | Analog | 0 ~ 1 MPa | ± 0.01 MPa | Result In MPa | 1 | cal | 2024-06-27 | 2025-06-26
Master Changan Motors Limited | Temperature Gauge | PG-148 | SMC | N/A | N/A | Weld Shop | Analog | 0 ~ 1 MPa | ± 0.01 MPa | Result In MPa | 1 | cal | 2024-06-27 | 2025-06-26
Master Changan Motors Limited | Temperature Gauge | PG-149 | SMC | N/A | N/A | Weld Shop | Analog | 0 ~ 1 MPa | ± 0.01 MPa | Result In MPa | 1 | cal | 2024-06-27 | 2025-06-26
Master Changan Motors Limited | Pressure Gauge | PG-15 | SMC | N/A | N/A | Weld Shop | Analog | 0 ~ 1 MPa | ± 0.01 MPa | Result In MPa | 1 | cal | 2024-06-25 | 2025-06-24
Master Changan Motors Limited | Temperature Gauge | PG-150 | SMC | N/A | N/A | Weld Shop | Analog | 0 ~ 1 MPa | ± 0.01 MPa | Result In MPa | 1 | cal | 2024-06-27 | 2025-06-26
Master Changan Motors Limited | Temperature Gauge | PG-151 | SMC | N/A | N/A | Weld Shop | Analog | 0 ~ 1 MPa | ± 0.01 MPa | Result In MPa | 1 | cal | 2024-06-27 | 2025-06-26
Master Changan Motors Limited | Temperature Gauge | PG-152 | SMC | N/A | N/A | Weld Shop | Analog | 0 ~ 1 MPa | ± 0.01 MPa | Result In MPa | 1 | cal | 2024-06-27 | 2025-06-26
Master Changan Motors Limited | Temperature Gauge | PG-153 | SMC | N/A | N/A | Weld Shop | Analog | 0 ~ 1 MPa | ± 0.01 MPa | Result In MPa | 1 | cal | 2024-06-27 | 2025-06-26
Master Changan Motors Limited | Temperature Gauge | PG-154 | SMC | N/A | N/A | Weld Shop | Analog | 0 ~ 1 MPa | ± 0.01 MPa | Result In MPa | 1 | cal | 2024-06-27 | 2025-06-26
Master Changan Motors Limited | Temperature Gauge | PG-155 | SMC | N/A | N/A | Weld Shop | Analog | 0 ~ 1 MPa | ± 0.01 MPa | Result In MPa | 1 | cal | 2024-06-27 | 2025-06-26
Master Changan Motors Limited | Temperature Gauge | PG-156 | SMC | N/A | N/A | Weld Shop | Analog | 0 ~ 1 MPa | ± 0.01 MPa | Result In MPa | 1 | cal | 2024-06-27 | 2025-06-26
Master Changan Motors Limited | Temperature Gauge | PG-157 | SMC | N/A | N/A | Weld Shop | Analog | 0 ~ 1 MPa | ± 0.01 MPa | Result In MPa | 1 | cal | 2024-06-27 | 2025-06-26
Master Changan Motors Limited | Temperature Gauge | PG-158 | SMC | N/A | N/A | Weld Shop | Analog | 0 ~ 1 MPa | ± 0.01 MPa | Result In MPa | 1 | cal | 2024-06-27 | 2025-06-26
Master Changan Motors Limited | Pressure Gauge | PG-159 | SMC | N/A | N/A | Weld Shop | Analog | 0 ~ 1 MPa | ± 0.01 MPa | Result In MPa | 1 | cal | 2024-06-27 | 2025-06-26
Master Changan Motors Limited | Pressure Gauge | PG-16 | SMC | N/A | N/A | Weld Shop | Analog | 0 ~ 1 MPa | ± 0.01 MPa | Result In MPa | 1 | cal | 2024-06-25 | 2025-06-24
Master Changan Motors Limited | Pressure Gauge | PG-160 | SMC | N/A | N/A | Weld Shop | Analog | 0 ~ 1 MPa | ± 0.01 MPa | Result In MPa | 1 | cal | 2024-06-27 | 2025-06-26
Master Changan Motors Limited | Pressure Gauge | PG-161 | SMC | N/A | N/A | Weld Shop | Analog | 0 ~ 1 MPa | ± 0.01 MPa | Result In MPa | 1 | cal | 2024-06-27 | 2025-06-26
Master Changan Motors Limited | Pressure Gauge | PG-162 | SMC | N/A | N/A | Weld Shop | Analog | 0 ~ 1 MPa | ± 0.01 MPa | Result In MPa | 1 | cal | 2024-06-27 | 2025-06-26
Master Changan Motors Limited | Pressure Gauge | PG-163 | SMC | N/A | N/A | Weld Shop | Analog | 0 ~ 1 MPa | ± 0.01 MPa | Result In MPa | 1 | cal | 2024-06-27 | 2025-06-26
Master Changan Motors Limited | Pressure Gauge | PG-164 | SMC | N/A | N/A | Weld Shop | Analog | 0 ~ 1 MPa | ± 0.01 MPa | Result In MPa | 1 | cal | 2024-06-27 | 2025-06-26
Master Changan Motors Limited | Pressure Gauge | PG-165 | SMC | N/A | N/A | Weld Shop | Analog | 0 ~ 1 MPa | ± 0.01 MPa | Result In MPa | 1 | cal | 2024-06-27 | 2025-06-26
Master Changan Motors Limited | Pressure Gauge | PG-166 | SMC | N/A | N/A | Weld Shop | Analog | 0 ~ 1 MPa | ± 0.01 MPa | Result In MPa | 1 | cal | 2024-06-27 | 2025-06-26
Master Changan Motors Limited | Pressure Gauge | PG-167 | SMC | N/A | N/A | Weld Shop | Analog | 0 ~ 1 MPa | ± 0.01 MPa | Result In MPa | 1 | cal | 2024-06-27 | 2025-06-26
Master Changan Motors Limited | Pressure Gauge | PG-168 | SMC | N/A | N/A | Weld Shop | Analog | 0 ~ 1 MPa | ± 0.01 MPa | Result In MPa | 1 | cal | 2024-06-27 | 2025-06-26
Master Changan Motors Limited | Pressure Gauge | PG-169 | SMC | N/A | N/A | Weld Shop | Analog | 0 ~ 1 MPa | ± 0.01 MPa | Result In MPa | 1 | cal | 2024-06-27 | 2025-06-26
Master Changan Motors Limited | Pressure Gauge | PG-17 | SMC | N/A | N/A | Weld Shop | Analog | 0 ~ 1 MPa | ± 0.01 MPa | Result In MPa | 1 | cal | 2024-06-25 | 2025-06-24
Master Changan Motors Limited | Pressure Gauge | PG-170 | SMC | N/A | N/A | Weld Shop | Analog | 0 ~ 1 MPa | ± 0.01 MPa | Result In MPa | 1 | cal | 2024-06-27 | 2025-06-26
Master Changan Motors Limited | Pressure Gauge | PG-18 | SMC | N/A | N/A | Weld Shop | Analog | 0 ~ 1 MPa | ± 0.01 MPa | Result In MPa | 1 | cal | 2024-06-25 | 2025-06-24
Master Changan Motors Limited | Pressure Gauge | PG-19 | SMC | N/A | N/A | Weld Shop | Analog | 0 ~ 1 MPa | ± 0.01 MPa | Result In MPa | 1 | cal | 2024-06-25 | 2025-06-24
Master Changan Motors Limited | Pressure Gauge | PG-20 | MC | N/A | N/A | Weld Shop | Analog | 0 ~ 150 Psi | ± 5 Psi | Result In Psi | 150 | cal | 2024-06-25 | 2025-06-24
Master Changan Motors Limited | Pressure Gauge | PG-21 | SMC | N/A | N/A | Weld Shop | Analog | 0 ~ 1 MPa | ± 0.01 MPa | Result In MPa | 1 | cal | 2024-06-25 | 2025-06-24
Master Changan Motors Limited | Pressure Gauge | PG-22 | SMC | N/A | N/A | Weld Shop | Analog | 0 ~ 1 MPa | ± 0.01 MPa | Result In MPa | 1 | cal | 2024-06-25 | OUT OF ORDER
Master Changan Motors Limited | Pressure Gauge | PG-23 | MC | N/A | N/A | Weld Shop | Analog | 0 ~ 150 Psi | ± 5 Psi | Result In Psi | 150 | cal | 2024-06-25 | 2025-06-24
Master Changan Motors Limited | Pressure Gauge | PG-24 | SMC | N/A | N/A | Weld Shop | Analog | 0 ~ 1 MPa | ± 0.01 MPa | Result In MPa | 1 | cal | 2024-06-25 | 2025-06-24
Master Changan Motors Limited | Pressure Gauge | PG-25 | SMC | N/A | N/A | Weld Shop | Analog | 0 ~ 1 MPa | ± 0.01 MPa | Result In MPa | 1 | cal | 2024-06-25 | 2025-06-24
Master Changan Motors Limited | Pressure Gauge | PG-26 | SMC | N/A | N/A | Weld Shop | Analog | 0 ~ 1 MPa | ± 0.01 MPa | Result In MPa | 1 | cal | 2024-06-25 | OUT OF ORDER
Master Changan Motors Limited | Pressure Gauge | PG-27 | SMC | N/A | N/A | Weld Shop | Analog | 0 ~ 1 MPa | ± 0.01 MPa | Result In MPa | 1 | cal | 2024-06-25 | 2025-06-24
Master Changan Motors Limited | Pressure Gauge | PG-28 | SMC | N/A | N/A | Weld Shop | Analog | 0 ~ 1 MPa | ± 0.01 MPa | Result In MPa | 1 | cal | 2024-06-25 | 2025-06-24
Master Changan Motors Limited | Pressure Gauge | PG-29 | MC | N/A | N/A | Weld Shop | Analog | 0 ~ 150 Psi | ± 5 Psi | Result In Psi | 150 | cal | 2024-06-25 | 2025-06-24
Master Changan Motors Limited | Pressure Gauge | PG-30 | N/A | N/A | N/A | Weld Shop | Analog | 0 ~ 25 MPa | ± 0.2 MPa | Result In MPa | 25 | cal | 2024-06-25 | 2025-06-24
Master Changan Motors Limited | Pressure Gauge | PG-31 | N/A | N/A | N/A | Weld Shop | Analog | 0 ~ 6 Kgf/cm | ± 0.1 Kgf/cm | Result In Kgf/cm | 6 | cal | 2024-06-25 | 2025-06-24
Master Changan Motors Limited | Pressure Gauge | PG-32 | SMC | N/A | N/A | Weld Shop | Analog | 0 ~ 1 MPa | ± 0.01 MPa | Result In MPa | 1 | cal | 2024-06-25 | 2025-06-24
Master Changan Motors Limited | Pressure Gauge | PG-33 | SMC | N/A | N/A | Weld Shop | Analog | 0 ~ 1 MPa | ± 0.01 MPa | Result In MPa | 1 | cal | 2024-06-25 | 2025-06-24
Master Changan Motors Limited | Pressure Gauge | PG-34 | SMC | N/A | N/A | Weld Shop | Analog | 0 ~ 1 MPa | ± 0.01 MPa | Result In MPa | 1 | cal | 2024-06-25 | 2025-06-24
Master Changan Motors Limited | Pressure Gauge | PG-35 | SMC | N/A | N/A | Weld Shop | Analog | 0 ~ 1 MPa | ± 0.01 MPa | Result In MPa | 1 | cal | 2024-06-25 | 2025-06-24
Master Changan Motors Limited | Pressure Gauge | PG-36 | SMC | N/A | N/A | Weld Shop | Analog | 0 ~ 1 MPa | ± 0.01 MPa | Result In MPa | 1 | cal | 2024-06-25 | 2025-06-24
Master Changan Motors Limited | Pressure Gauge | PG-37 | SMC | N/A | N/A | Weld Shop | Analog | 0 ~ 1 MPa | ± 0.01 MPa | Result In MPa | 1 | cal | 2024-06-25 | 2025-06-24
Master Changan Motors Limited | Pressure Gauge | PG-38 | N/A | N/A | N/A | Weld Shop | Analog | 0 ~ 25 MPa | ± 0.2 MPa | Result In MPa | 25 | cal | 2024-06-25 | 2025-06-24
Master Changan Motors Limited | Pressure Gauge | PG-39 | N/A | N/A | N/A | Weld Shop | Analog | 0 ~ 25 MPa | ± 0.2 MPa | Result In MPa | 25 | cal | 2024-06-25 | 2025-06-24
Master Changan Motors Limited | Pressure Gauge | PG-40 | N/A | N/A | N/A | Weld Shop | Analog | 0 ~ 25 MPa | ± 0.2 MPa | Result In MPa | 25 | cal | 2024-06-25 | 2025-06-24
Master Changan Motors Limited | Pressure Gauge | PG-41 | N/A | N/A | N/A | Weld Shop | Analog | 0 ~ 25 MPa | ± 0.2 MPa | Result In MPa | 25 | cal | 2024-06-25 | 2025-06-24
Master Changan Motors Limited | Pressure Gauge | PG-42 | N/A | N/A | N/A | Weld Shop | Analog | 0 ~ 25 MPa | ± 0.2 MPa | Result In MPa | 25 | cal | 2024-06-25 | 2025-06-24
Master Changan Motors Limited | Pressure Gauge | PG-43 | N/A | N/A | N/A | Weld Shop | Analog | 0 ~ 25 MPa | ± 0.2 MPa | Result In MPa | 25 | cal | 2024-06-25 | 2025-06-24
Master Changan Motors Limited | Pressure Gauge | PG-44 | N/A | N/A | N/A | Weld Shop | Analog | 0 ~ 25 MPa | ± 0.2 MPa | Result In MPa | 25 | cal | 2024-06-25 | 2025-06-24
Master Changan Motors Limited | Pressure Gauge | PG-45 | SMC | N/A | N/A | Weld Shop | Analog | 0 ~ 1 MPa | ± 0.01 MPa | Result In MPa | 1 | cal | 2024-06-26 | 2025-06-25
Master Changan Motors Limited | Pressure Gauge | PG-46 | SMC | N/A | N/A | Weld Shop | Analog | 0 ~ 1 MPa | ± 0.01 MPa | Result In MPa | 1 | cal | 2024-06-26 | 2025-06-25
Master Changan Motors Limited | Pressure Gauge | PG-47 | SMC | N/A | N/A | Weld Shop | Analog | 0 ~ 1 MPa | ± 0.01 MPa | Result In MPa | 1 | cal | 2024-06-26 | 2025-06-25
Master Changan Motors Limited | Pressure Gauge | PG-48 | SMC | N/A | N/A | Weld Shop | Analog | 0 ~ 1 MPa | ± 0.01 MPa | Result In MPa | 1 | cal | 2024-06-26 | 2025-06-25
Master Changan Motors Limited | Pressure Gauge | PG-49 | SMC | N/A | N/A | Weld Shop | Analog | 0 ~ 1 MPa | ± 0.01 MPa | Result In MPa | 1 | cal | 2024-06-26 | 2025-06-25
Master Changan Motors Limited | Pressure Gauge | PG-50 | SMC | N/A | N/A | Weld Shop | Analog | 0 ~ 1 MPa | ± 0.01 MPa | Result In MPa | 1 | cal | 2024-06-26 | 2025-06-25
Master Changan Motors Limited | Pressure Gauge | PG-51 | SMC | N/A | N/A | Weld Shop | Analog | 0 ~ 1 MPa | ± 0.01 MPa | Result In MPa | 1 | cal | 2024-06-26 | 2025-06-25
Master Changan Motors Limited | Pressure Gauge | PG-52 | SMC | N/A | N/A | Weld Shop | Analog | 0 ~ 1 MPa | ± 0.01 MPa | Result In MPa | 1 | cal | 2024-06-26 | 2025-06-25
Master Changan Motors Limited | Pressure Gauge | PG-53 | SMC | N/A | N/A | Weld Shop | Analog | 0 ~ 1 MPa | ± 0.01 MPa | Result In MPa | 1 | cal | 2024-06-26 | 2025-06-25
Master Changan Motors Limited | Pressure Gauge | PG-54 | SMC | N/A | N/A | Weld Shop | Analog | 0 ~ 1 MPa | ± 0.01 MPa | Result In MPa | 1 | cal | 2024-06-26 | 2025-06-25
Master Changan Motors Limited | Pressure Gauge | PG-55 | SMC | N/A | N/A | Weld Shop | Analog | 0 ~ 1 MPa | ± 0.01 MPa | Result In MPa | 1 | cal | 2024-06-26 | 2025-06-25
Master Changan Motors Limited | Pressure Gauge | PG-56 | SMC | N/A | N/A | Weld Shop | Analog | 0 ~ 1 MPa | ± 0.01 MPa | Result In MPa | 1 | cal | 2024-06-26 | 2025-06-25
Master Changan Motors Limited | Pressure Gauge | PG-57 | SMC | N/A | N/A | Weld Shop | Analog | 0 ~ 1 MPa | ± 0.01 MPa | Result In MPa | 1 | cal | 2024-06-26 | 2025-06-25
Master Changan Motors Limited | Pressure Gauge | PG-58 | SMC | N/A | N/A | Weld Shop | Analog | 0 ~ 1 MPa | ± 0.01 MPa | Result In MPa | 1 | cal | 2024-06-27 | 2025-06-26
Master Changan Motors Limited | Pressure Gauge | PG-59 | SMC | N/A | N/A | Weld Shop | Analog | 0 ~ 1 MPa | ± 0.01 MPa | Result In MPa | 1 | cal | 2024-06-27 | 2025-06-26
Master Changan Motors Limited | Pressure Gauge | PG-60 | SMC | N/A | N/A | Weld Shop | Analog | 0 ~ 1 MPa | ± 0.01 MPa | Result In MPa | 1 | cal | 2024-06-27 | 2025-06-26
Master Changan Motors Limited | Pressure Gauge | PG-61 | SMC | N/A | N/A | Weld Shop | Analog | 0 ~ 1 MPa | ± 0.01 MPa | Result In MPa | 1 | cal | 2024-06-27 | 2025-06-26
Master Changan Motors Limited | Pressure Gauge | PG-62 | SMC | N/A | N/A | Weld Shop | Analog | 0 ~ 1 MPa | ± 0.01 MPa | Result In MPa | 1 | cal | 2024-06-27 | 2025-06-26
Master Changan Motors Limited | Pressure Gauge | PG-63 | SMC | N/A | N/A | Weld Shop | Analog | 0 ~ 1 MPa | ± 0.01 MPa | Result In MPa | 1 | cal | 2024-06-27 | 2025-06-26
Master Changan Motors Limited | Pressure Gauge | PG-64 | SMC | N/A | N/A | Weld Shop | Analog | 0 ~ 1 MPa | ± 0.01 MPa | Result In MPa | 1 | cal | 2024-06-27 | 2025-06-26
Master Changan Motors Limited | Pressure Gauge | PG-65 | SMC | N/A | N/A | Weld Shop | Analog | 0 ~ 1 MPa | ± 0.01 MPa | Result In MPa | 1 | cal | 2024-06-27 | 2025-06-26
Master Changan Motors Limited | Pressure Gauge | PG-66 | SMC | N/A | N/A | Weld Shop | Analog | 0 ~ 1 MPa | ± 0.01 MPa | Result In MPa | 1 | cal | 2024-06-27 | 2025-06-26
Master Changan Motors Limited | Pressure Gauge | PG-67 | SMC | N/A | N/A | Weld Shop | Analog | 0 ~ 1 MPa | ± 0.01 MPa | Result In MPa | 1 | cal | 2024-06-27 | 2025-06-26
Master Changan Motors Limited | Pressure Gauge | PG-68 | SMC | N/A | N/A | Weld Shop | Analog | 0 ~ 1 MPa | ± 0.01 MPa | Result In MPa | 1 | cal | 2024-06-27 | 2025-06-26
Master Changan Motors Limited | Pressure Gauge | PG-69 | SMC | N/A | N/A | Weld Shop | Analog | 0 ~ 1 MPa | ± 0.01 MPa | Result In MPa | 1 | cal | 2024-06-27 | 2025-06-26
Master Changan Motors Limited | Pressure Gauge | PG-70 | SMC | N/A | N/A | Weld Shop | Analog | 0 ~ 1 MPa | ± 0.01 MPa | Result In MPa | 1 | cal | 2024-06-27 | 2025-06-26
Master Changan Motors Limited | Pressure Gauge | PG-71 | SMC | N/A | N/A | Weld Shop | Analog | 0 ~ 1 MPa | ± 0.01 MPa | Result In MPa | 1 | cal | 2024-06-27 | 2025-06-26
Master Changan Motors Limited | Pressure Gauge | PG-72 | SMC | N/A | N/A | Weld Shop | Analog | 0 ~ 1 MPa | ± 0.01 MPa | Result In MPa | 1 | cal | 2024-06-27 | 2025-06-26
Master Changan Motors Limited | Pressure Gauge | PG-73 | SMC | N/A | N/A | Weld Shop | Analog | 0 ~ 1 MPa | ± 0.01 MPa | Result In MPa | 1 | cal | 2024-06-27 | 2025-06-26
Master Changan Motors Limited | Pressure Gauge | PG-74 | SMC | N/A | N/A | Weld Shop | Analog | 0 ~ 1 MPa | ± 0.01 MPa | Result In MPa | 1 | cal | 2024-06-27 | 2025-06-26
Master Changan Motors Limited | Pressure Gauge | PG-75 | SMC | N/A | N/A | Weld Shop | Analog | 0 ~ 1 MPa | ± 0.01 MPa | Result In MPa | 1 | cal | 2024-06-27 | 2025-06-26
Master Changan Motors Limited | Pressure Gauge | PG-76 | SMC | N/A | N/A | Weld Shop | Analog | 0 ~ 1 MPa | ± 0.01 MPa | Result In MPa | 1 | cal | 2024-06-27 | 2025-06-26
Master Changan Motors Limited | Pressure Gauge | PG-77 | SMC | N/A | N/A | Weld Shop | Analog | 0 ~ 1 MPa | ± 0.01 MPa | Result In MPa | 1 | cal | 2024-06-27 | 2025-06-26
Master Changan Motors Limited | Pressure Gauge | PG-78 | SMC | N/A | N/A | Weld Shop | Analog | 0 ~ 1 MPa | ± 0.01 MPa | Result In MPa | 1 | cal | 2024-06-27 | 2025-06-26
Master Changan Motors Limited | Pressure Gauge | PG-79 | SMC | N/A | N/A | Weld Shop | Analog | 0 ~ 1 MPa | ± 0.01 MPa | Result In MPa | 1 | cal | 2024-06-27 | 2025-06-26
Master Changan Motors Limited | Pressure Gauge | PG-80 | SMC | N/A | N/A | Weld Shop | Analog | 0 ~ 1 MPa | ± 0.01 MPa | Result In MPa | 1 | cal | 2024-06-27 | 2025-06-26
Master Changan Motors Limited | Pressure Gauge | PG-81 | SMC | N/A | N/A | Weld Shop | Analog | 0 ~ 1 MPa | ± 0.01 MPa | Result In MPa | 1 | cal | 2024-06-27 | 2025-06-26
Master Changan Motors Limited | Pressure Gauge | PG-82 | SMC | N/A | N/A | Weld Shop | Analog | 0 ~ 1 MPa | ± 0.01 MPa | Result In MPa | 1 | cal | 2024-06-27 | 2025-06-26
Master Changan Motors Limited | Pressure Gauge | PG-83 | SMC | N/A | N/A | Weld Shop | Analog | 0 ~ 1 MPa | ± 0.01 MPa | Result In MPa | 1 | cal | 2024-06-27 | 2025-06-26
Master Changan Motors Limited | Pressure Gauge | PG-84 | SMC | N/A | N/A | Weld Shop | Analog | 0 ~ 1 MPa | ± 0.01 MPa | Result In MPa | 1 | cal | 2024-06-27 | 2025-06-26
Master Changan Motors Limited | Pressure Gauge | PG-85 | SMC | N/A | N/A | Weld Shop | Analog | 0 ~ 1 MPa | ± 0.01 MPa | Result In MPa | 1 | cal | 2024-06-27 | 2025-06-26
Master Changan Motors Limited | Pressure Gauge | PG-86 | SMC | N/A | N/A | Weld Shop | Analog | 0 ~ 1 MPa | ± 0.01 MPa | Result In MPa | 1 | cal | 2024-06-27 | 2025-06-26
Master Changan Motors Limited | Pressure Gauge | PG-87 | SMC | N/A | N/A | Weld Shop | Analog | 0 ~ 1 MPa | ± 0.01 MPa | Result In MPa | 1 | cal | 2024-06-27 | 2025-06-26
Master Changan Motors Limited | Pressure Gauge | PG-88 | SMC | N/A | N/A | Weld Shop | Analog | 0 ~ 1 MPa | ± 0.01 MPa | Result In MPa | 1 | cal | 2024-06-27 | 2025-06-26
Master Changan Motors Limited | Pressure Gauge | PG-89 | SMC | N/A | N/A | Weld Shop | Analog | 0 ~ 1 MPa | ± 0.01 MPa | Result In MPa | 1 | cal | 2024-06-27 | 2025-06-26
Master Changan Motors Limited | Pressure Gauge | PG-90 | SMC | N/A | N/A | Weld Shop | Analog | 0 ~ 1 MPa | ± 0.01 MPa | Result In MPa | 1 | cal | 2024-06-27 | 2025-06-26
Master Changan Motors Limited | Pressure Gauge | PG-91 | SMC | N/A | N/A | Weld Shop | Analog | 0 ~ 1 MPa | ± 0.01 MPa | Result In MPa | 1 | cal | 2024-06-27 | 2025-06-26
Master Changan Motors Limited | Pressure Gauge | PG-92 | SMC | N/A | N/A | Weld Shop | Analog | 0 ~ 1 MPa | ± 0.01 MPa | Result In MPa | 1 | cal | 2024-06-27 | 2025-06-26
Master Changan Motors Limited | Pressure Gauge | PG-93 | SMC | N/A | N/A | Weld Shop | Analog | 0 ~ 1 MPa | ± 0.01 MPa | Result In MPa | 1 | cal | 2024-06-27 | 2025-06-26
Master Changan Motors Limited | Pressure Gauge | PG-94 | SMC | N/A | N/A | Weld Shop | Analog | 0 ~ 1 MPa | ± 0.01 MPa | Result In MPa | 1 | cal | 2024-06-27 | 2025-06-26
Master Changan Motors Limited | Pressure Gauge | PG-95 | SMC | N/A | N/A | Weld Shop | Analog | 0 ~ 1 MPa | ± 0.01 MPa | Result In MPa | 1 | cal | 2024-06-27 | 2025-06-26
Master Changan Motors Limited | Pressure Gauge | PG-96 | SMC | N/A | N/A | Weld Shop | Analog | 0 ~ 1 MPa | ± 0.01 MPa | Result In MPa | 1 | cal | 2024-06-27 | 2025-06-26
Master Changan Motors Limited | Pressure Gauge | PG-97 | SMC | N/A | N/A | Weld Shop | Analog | 0 ~ 1 MPa | ± 0.01 MPa | Result In MPa | 1 | cal | 2024-06-27 | 2025-06-26
Master Changan Motors Limited | Pressure Gauge | PG-98 | SMC | N/A | N/A | Weld Shop | Analog | 0 ~ 1 MPa | ± 0.01 MPa | Result In MPa | 1 | cal | 2024-06-27 | 2025-06-26
Master Changan Motors Limited | Pressure Gauge | PG-99 | SMC | N/A | N/A | Weld Shop | Analog | 0 ~ 1 MPa | ± 0.01 MPa | Result In MPa | 1 | cal | 2024-06-27 | 2025-06-26

## Short Name
PG | Pressure Gauge
PS | Pressure Switch
VM | Volt Meter
DPS | Differential Pressure Switch
MG | Magnehelic Gauge
TG | Temperature Gauge
TC | Temperature Controller
TS | Temperature Sensor
TH | Thermometer
DTH | Digital Thermometer
TIC | Temperature Indicator Controller
AM | Ampere Meter
VM | Volt Meter
IR | Infrared Gun
PT | Pressure Transmitter
FT | Flow Transmitter

## Sheet1
Lucky Motor Corporation Ltd | Pressure Transmitter | PT-01 | Danfoss | N/A | N/A | RO ROOM | Analog | 0 ~ 16 Bar | ± 0.2 Bar | Result In Bar | 16 | cal | 2024-06-04 | 2025-06-03
Lucky Motor Corporation Ltd | Pressure Transmitter | PT-02 | Danfoss | N/A | N/A | RO ROOM | Analog | 0 ~ 40 Bar | ± 0.2 Bar | Result In Bar | 40 | cal | 2024-06-04 | 2025-06-03